## 3.Meter
PANEL METER
Артикул | Model | Retail price, RUR | Digit | Size | Power supply | Max. Input Range |  | etc
104070020 | MT4W-C | 12387.375 |  |  | 100-240VAC
104080010 | MP5W-4N | 3130.875 | 5 Digit | W96 X H48 X L100mm | 0 | No Voltage / Voltage
104080020 | MP5W-41 | 4655.475 | 5 Digit | W96 X H48 X L100mm | RY3 | No Voltage / Voltage
104080030 | MP5W-42 | 5499.45 | 5 Digit | W96 X H48 X L100mm | NPN+BCD | No Voltage / Voltage
104080040 | MP5W-43 | 5499.45 | 5 Digit | W96 X H48 X L100mm | PNP+BCD | No Voltage / Voltage
104080050 | MP5W-44 | 5499.45 | 5 Digit | W96 X H48 X L100mm | NPN+DC4-20MA | No Voltage / Voltage
104080060 | MP5W-45 | 5499.45 | 5 Digit | W96 X H48 X L100mm | PNP+DC4-20MA | No Voltage / Voltage
104080070 | MP5W-46 | 5499.45 | 5 Digit | W96 X H48 X L100mm | NPN+SERIAL | No Voltage / Voltage
104080080 | MP5W-47 | 5499.45 | 5 Digit | W96 X H48 X L100mm | PNP+SERIAL | No Voltage / Voltage
104080090 | MP5W-48 | 5499.45 | 5 Digit | W96 X H48 X L100mm | NPN+RS485 | No Voltage / Voltage
104080100 | MP5W-49 | 5499.45 | 5 Digit | W96 X H48 X L100mm | PNP+RS485 | No Voltage / Voltage
104080110 | MP5W-4A | 5499.45 | 5 Digit | W96 X H48 X L100mm | RY5 | No Voltage / Voltage
104080510 | MP5W-2N | 0 |  |  | 24VDC
104080520 | MP5W-2A | 0 |  |  | 24VDC
104080530 | MP5W-21 | 0 |  |  | 24VDC
104080540 | MP5W-22 | 0 |  |  | 24VDC
104080550 | MP5W-23 | 0 |  |  | 24VDC
104080560 | MP5W-24 | 0 |  |  | 24VDC
104080570 | MP5W-25 | 0 |  |  | 24VDC
104080580 | MP5W-26 | 0 |  |  | 24VDC
104080590 | MP5W-27 | 0 |  |  | 24VDC
104080600 | MP5W-28 | 0 |  |  | 24VDC
104080610 | MP5W-29 | 0 |  |  | 24VDC
104091010 | MP5Y-4N | 3130.875 | 5 Digit | W72 X H36 X L102mm | 0 | No Voltage / Voltage
104091020 | MP5Y-41 | 5376.9375 | 5 Digit | W72 X H36 X L102mm | NPN | No Voltage / Voltage
104091030 | MP5Y-42 | 5376.9375 | 5 Digit | W72 X H36 X L102mm | PNP | No Voltage / Voltage
104091040 | MP5Y-43 | 5376.9375 | 5 Digit | W72 X H36 X L102mm | BCD | No Voltage / Voltage
104091050 | MP5Y-44 | 5376.9375 | 5 Digit | W72 X H36 X L102mm | DC4-20MA | No Voltage / Voltage
104091060 | MP5Y-45 | 5376.9375 | 5 Digit | W72 X H36 X L102mm | RS485 | No Voltage / Voltage
104091510 | MP5Y-2N | 0 |  |  | 24VDC
104091520 | MP5Y-21 | 0 |  |  | 24VDC
104091530 | MP5Y-22 | 0 |  |  | 24VDC
104091540 | MP5Y-23 | 0 |  |  | 24VDC
104091550 | MP5Y-24 | 5376.9375 |  |  | 24VDC
104091560 | MP5Y-25 | 0 |  |  | 24VDC
104101010 | MP5M-4N | 4179.0375 | 5 Digit | W72 X H72 X L113mm | AC100-240V | No Voltage / Voltage
104101020 | MP5M-41 | 5036.625 | 5 Digit | W72 X H72 X L113mm | AC100-240V | No Voltage / Voltage
104101030 | MP5M-42 | 6710.9625 | 5 Digit | W72 X H72 X L113mm | AC100-240V | No Voltage / Voltage
104111010 | MP5S-4N | 3130.875 | 5 Digit | W48 X H48 X L90mm | AC100-240V | No Voltage / Voltage
104130020 | LR5N-B | 1272.7687 | 5 Digit | W48 X H24 X L54mm | Battery buit-in (3VDC) | IN1 : No-voltage input IN 2 : 0-2VDC, 4.5V-30VDC, 0-30VAC IN 3 : 30-240VAC
108020010 | M4N-DI-0X | 1497.375 | 3½ digit | W48 X H24 X L59mm | DC5V OPTION | 4-20mADC, 1-5VDC
108020020 | M4N-DI-1X | 1497.375 | 3½ digit | W48 X H24 X L59mm | DC12-24V OPTION | 4-20mADC, 1-5VDC
108020030 | M4N-DV-0X | 1361.25 | 3½ digit | W48 X H24 X L59mm | DC5V OPTION | 200VDC
108020040 | M4N-DV-01 | 1361.25 | 3½ digit | W48 X H24 X L59mm | DC199.9MV | 200VDC
108020050 | M4N-DV-02 | 1361.25 | 3½ digit | W48 X H24 X L59mm | DC1.999V | 200VDC
108020060 | M4N-DV-03 | 1361.25 | 3½ digit | W48 X H24 X L59mm | DC19.99V | 200VDC
108020070 | M4N-DV-04 | 1361.25 | 3½ digit | W48 X H24 X L59mm | DC199.9V | 200VDC
108020080 | M4N-DV-1X | 1361.25 | 3½ digit | W48 X H24 X L59mm | DC12-24V OPTION | 200VDC
108020090 | M4N-DV-11 | 1361.25 | 3½ digit | W48 X H24 X L59mm | DC199.9MV | 200VDC
108020100 | M4N-DV-12 | 1361.25 | 3½ digit | W48 X H24 X L59mm | DC1.999V | 200VDC
108020110 | M4N-DV-13 | 1361.25 | 3½ digit | W48 X H24 X L59mm | DC19.99V | 200VDC
108020120 | M4N-DV-14 | 1361.25 | 3½ digit | W48 X H24 X L59mm | DC199.9V | 200VDC
108020130 | M4N-DA-0X | 1361.25 | 3½ digit | W48 X H24 X L59mm | DC5V OPTION | 200mADC
108020140 | M4N-DA-01 | 1361.25 | 3½ digit | W48 X H24 X L59mm | DC199.9UA | 200mADC
108020150 | M4N-DA-02 | 1361.25 | 3½ digit | W48 X H24 X L59mm | DC1.999MA | 200mADC
108020160 | M4N-DA-03 | 1361.25 | 3½ digit | W48 X H24 X L59mm | DC19.99MA | 200mADC
108020170 | M4N-DA-04 | 1361.25 | 3½ digit | W48 X H24 X L59mm | DC199.9MA | 200mADC
108020180 | M4N-DA-1X | 1361.25 | 3½ digit | W48 X H24 X L59mm | DC12-24V OPTION | 200mADC
108020190 | M4N-DA-11 | 1361.25 | 3½ digit | W48 X H24 X L59mm | DC199.9UA | 200mADC
108020200 | M4N-DA-12 | 1361.25 | 3½ digit | W48 X H24 X L59mm | DC1.999MA | 200mADC
108020210 | M4N-DA-13 | 1361.25 | 3½ digit | W48 X H24 X L59mm | DC19.99MA | 200mADC
108020220 | M4N-DA-14 | 1361.25 | 3½ digit | W48 X H24 X L59mm | DC199.9MA | 200mADC
108030010 | M4V | 2382.1875 | 4 Digit | W75 X H25 x L93mm | 0 | DC0-2V,DC1-5V,DC0-10V DC0-1mA,DC4-20mA
108040040 | M4Y-DI-XX | 2041.875 | 3½ digit (1999) | W72 X H36 X L93mm | OPTION | 4-20mADC
108040050 | M4Y-DI-X | 2178 | 3½ digit (1999) | W72 X H36 X L93mm | DC5V POWER | 4-20mADC
108040060 | M4Y-DI-X | 2178 | 3½ digit (1999) | W72 X H36 X L93mm | DC24-70V POWER | 4-20mADC
108040070 | M4Y-DV-X | 2178 | 3½ digit (1999) | W72 X H36 X L93mm | DC5V POWER
108040080 | M4Y-DV-X | 2178 | 3½ digit (1999) | W72 X H36 X L93mm | DC24-70V POWER
108040090 | M4Y-DV-XX | 1769.625 | 3½ digit (1999) | W72 X H36 X L93mm | OPTION
108040100 | M4Y-DV-1 | 1769.625 | 3½ digit (1999) | W72 X H36 X L93mm | DC199.9(M)V
108040110 | M4Y-DV-2 | 1769.625 | 3½ digit (1999) | W72 X H36 X L93mm | DC1.999V
108040120 | M4Y-DV-3 | 1769.625 | 3½ digit (1999) | W72 X H36 X L93mm | DC19.99V
108040130 | M4Y-DV-4 | 1769.625 | 3½ digit (1999) | W72 X H36 X L93mm | DC199.9V
108040140 | M4Y-DV-5 | 1769.625 | 3½ digit (1999) | W72 X H36 X L93mm | DC300V
108040150 | M4Y-DA-X | 2178 | 3½ digit (1999) | W72 X H36 X L93mm | DC5V POWER
108040160 | M4Y-DA-X | 2178 | 3½ digit (1999) | W72 X H36 X L93mm | DC24-70V POWER
108040170 | M4Y-DA-XX | 1769.625 | 3½ digit (1999) | W72 X H36 X L93mm | OPTION
108040180 | M4Y-DA-1 | 1769.625 | 3½ digit (1999) | W72 X H36 X L93mm | DC199.9(U)A
108040190 | M4Y-DA-2 | 1769.625 | 3½ digit (1999) | W72 X H36 X L93mm | DC1.999(M)A
108040200 | M4Y-DA-3 | 1769.625 | 3½ digit (1999) | W72 X H36 X L93mm | DC19.99(M)A
108040210 | M4Y-DA-4 | 1769.625 | 3½ digit (1999) | W72 X H36 X L93mm | DC199.9(M)A
108040220 | M4Y-DA-5 | 1769.625 | 3½ digit (1999) | W72 X H36 X L93mm | DC1.999A
108040230 | M4Y-DA-6 | 1769.625 | 3½ digit (1999) | W72 X H36 X L93mm | DC19.99A
108040240 | M4Y-DA-7 | 1769.625 | 3½ digit (1999) | W72 X H36 X L93mm | DC199.9A
108040250 | M4Y-DA-8 | 1769.625 | 3½ digit (1999) | W72 X H36 X L93mm | DC1999A
108040260 | M4Y-AV-X | 2178 | 3½ digit (1999) | W72 X H36 X L93mm | DC5V POWER
108040270 | M4Y-AV-X | 2178 | 3½ digit (1999) | W72 X H36 X L93mm | DC24-70V POWER
108040280 | M4Y-AV-XX | 2041.875 | 3½ digit (1999) | W72 X H36 X L93mm | OPTION
108040290 | M4Y-AV-1 | 2041.875 | 3½ digit (1999) | W72 X H36 X L93mm | AC199.9(M)V
108040300 | M4Y-AV-2 | 2041.875 | 3½ digit (1999) | W72 X H36 X L93mm | AC1.999V
108040310 | M4Y-AV-3 | 2041.875 | 3½ digit (1999) | W72 X H36 X L93mm | AC19.99V
108040320 | M4Y-AV-4 | 2041.875 | 3½ digit (1999) | W72 X H36 X L93mm | AC199.9V
108040330 | M4Y-AV-6 | 2041.875 | 3½ digit (1999) | W72 X H36 X L93mm | AC400V
108040340 | M4Y-AVR-X | 2178 | 3½ digit (1999) | W72 X H36 X L93mm | DC5V POWER
108040350 | M4Y-AVR-X | 2178 | 3½ digit (1999) | W72 X H36 X L93mm | DC24-70V POWER
108040360 | M4Y-AVR-XX | 2041.875 | 3½ digit (1999) | W72 X H36 X L93mm | OPTION
108040370 | M4Y-AVR-1 | 2041.875 | 3½ digit (1999) | W72 X H36 X L93mm | AC199.9(M)V
108040380 | M4Y-AVR-2 | 2041.875 | 3½ digit (1999) | W72 X H36 X L93mm | AC1.999V
108040390 | M4Y-AVR-3 | 2041.875 | 3½ digit (1999) | W72 X H36 X L93mm | AC19.99V
108040400 | M4Y-AVR-4 | 2041.875 | 3½ digit (1999) | W72 X H36 X L93mm | AC199.9V
108040410 | M4Y-AVR-6 | 2041.875 | 3½ digit (1999) | W72 X H36 X L93mm | AC400V
108040420 | M4Y-AA-X | 2178 | 3½ digit (1999) | W72 X H36 X L93mm | DC5V POWER
108040430 | M4Y-AA-X | 2178 | 3½ digit (1999) | W72 X H36 X L93mm | DC24-70V POWER
108040440 | M4Y-AA-XX | 2041.875 | 3½ digit (1999) | W72 X H36 X L93mm | OPTION
108040450 | M4Y-AA-1 | 2041.875 | 3½ digit (1999) | W72 X H36 X L93mm | AC19.99(M)A
108040460 | M4Y-AA-2 | 2041.875 | 3½ digit (1999) | W72 X H36 X L93mm | AC199.9(M)A
108040470 | M4Y-AA-3 | 2041.875 | 3½ digit (1999) | W72 X H36 X L93mm | AC1.999A
108040480 | M4Y-AA-4 | 2041.875 | 3½ digit (1999) | W72 X H36 X L93mm | AC19.99A
108040490 | M4Y-AA-5 | 2041.875 | 3½ digit (1999) | W72 X H36 X L93mm | AC199.9A
108040500 | M4Y-AA-6 | 2041.875 | 3½ digit (1999) | W72 X H36 X L93mm | AC1999A
108040510 | M4Y-AAR-X | 2178 | 3½ digit (1999) | W72 X H36 X L93mm | DC5V POWER
108040520 | M4Y-AAR-X | 2178 | 3½ digit (1999) | W72 X H36 X L93mm | DC24-70V POWER
108040530 | M4Y-AAR-XX | 2041.875 | 3½ digit (1999) | W72 X H36 X L93mm | OPTION
108040540 | M4Y-AAR-1 | 2041.875 | 3½ digit (1999) | W72 X H36 X L93mm | AC19.99(M)A
108040550 | M4Y-AAR-2 | 2041.875 | 3½ digit (1999) | W72 X H36 X L93mm | AC199.9(M)A
108040560 | M4Y-AAR-3 | 2041.875 | 3½ digit (1999) | W72 X H36 X L93mm | AC1.999A
108040570 | M4Y-AAR-4 | 2041.875 | 3½ digit (1999) | W72 X H36 X L93mm | AC19.99A
108040580 | M4Y-AAR-5 | 2041.875 | 3½ digit (1999) | W72 X H36 X L93mm | AC199.9A
108040590 | M4Y-AAR-6 | 2041.875 | 3½ digit (1999) | W72 X H36 X L93mm | AC1999A
108040600 | M4Y-W-X | 2178 | 3½ digit (1999) | W72 X H36 X L93mm | DC5V POWER
108040610 | M4Y-W-X | 2178 | 3½ digit (1999) | W72 X H36 X L93mm | DC24-70V POWER
108040620 | M4Y-W-XX | 1769.625 | 3½ digit (1999) | W72 X H36 X L93mm | OPTION
108040630 | M4Y-W-1 | 1769.625 | 3½ digit (1999) | W72 X H36 X L93mm | AC199.9W | 0-10VDC
108040640 | M4Y-W-2 | 1769.625 | 3½ digit (1999) | W72 X H36 X L93mm | AC1.999KW
108040650 | M4Y-W-3 | 1769.625 | 3½ digit (1999) | W72 X H36 X L93mm | AC19.99KW
108040660 | M4Y-W-4 | 1769.625 | 3½ digit (1999) | W72 X H36 X L93mm | AC199.9KW
108040670 | M4Y-W-5 | 1769.625 | 3½ digit (1999) | W72 X H36 X L93mm | AC1999KW
108040680 | M4Y-T-DX | 1769.625 | 3½ digit (1999) | W72 X H36 X L93mm | DC OPTION
108040690 | M4Y-T-DX | 2178 | 3½ digit (1999) | W72 X H36 X L93mm | DC5V POWER
108040700 | M4Y-T-DX | 2178 | 3½ digit (1999) | W72 X H36 X L93mm | DC24-70V POWER
108040701 | M4Y-T-1 | 2178 | 3½ digit (1999) | W72 X H36 X L93mm | DC5V POWER | 0-10VDC
108040702 | M4Y-T-1 | 2178 | 3½ digit (1999) | W72 X H36 X L93mm | DC24-70V POWER
108040710 | M4Y-T-1 | 1769.625 | 3½ digit (1999) | W72 X H36 X L93mm | DC0-10V
108040711 | M4Y-T-AX | 1769.625 | 3½ digit (1999) | W72 X H36 X L93mm | AC OPTION
108040712 | M4Y-T-AX | 2178 | 3½ digit (1999) | W72 X H36 X L93mm | DC5V POWER
108040720 | M4Y-T-AX | 2178 | 3½ digit (1999) | W72 X H36 X L93mm | DC24-70V POWER
108040730 | M4Y-T-2 | 2041.875 | 3½ digit (1999) | W72 X H36 X L93mm | AC0-10V | 0-10VAC
108040731 | M4Y-T-2 | 2178 | 3½ digit (1999) | W72 X H36 X L93mm | DC5V POWER
108040732 | M4Y-T-2 | 2178 | 3½ digit (1999) | W72 X H36 X L93mm | DC24-70V POWER
108040740 | M4Y-TR-AX | 2041.875 | 3½ digit (1999) | W72 X H36 X L93mm | AC OPTION
108040750 | M4Y-TR-AX | 2178 | 3½ digit (1999) | W72 X H36 X L93mm | DC5V POWER
108040760 | M4Y-TR-AX | 2178 | 3½ digit (1999) | W72 X H36 X L93mm | DC24-70V POWER
108040770 | M4Y-TR-2 | 2041.875 | 3½ digit (1999) | W72 X H36 X L93mm | AC0-10V | 0-10VAC
108040771 | M4Y-TR-2 | 2178 | 3½ digit (1999) | W72 X H36 X L93mm | DC5V POWER
108040772 | M4Y-TR-2 | 2178 | 3½ digit (1999) | W72 X H36 X L93mm | DC24-70V POWER
108040780 | M4Y-S-DX | 1769.625 | 3½ digit (1999) | W72 X H36 X L93mm | DC OPTION
108040790 | M4Y-S-DX | 2178 | 3½ digit (1999) | W72 X H36 X L93mm | DC5V POWER
108040800 | M4Y-S-DX | 2178 | 3½ digit (1999) | W72 X H36 X L93mm | DC24-70V POWER
108040801 | M4Y-S-1 | 2178 | 3½ digit (1999) | W72 X H36 X L93mm | DC5V POWER | 0-10VDC
108040802 | M4Y-S-1 | 2178 | 3½ digit (1999) | W72 X H36 X L93mm | DC24-70V POWER | DC0-10V
108040810 | M4Y-S-1 | 1769.625 | 3½ digit (1999) | W72 X H36 X L93mm | DC0-10V | 300VDC, 2ADC
108040811 | M4Y-S-AX | 2041.875 | 3½ digit (1999) | W72 X H36 X L93mm | AC OPTION
108040820 | M4Y-S-AX | 2178 | 3½ digit (1999) | W72 X H36 X L93mm | DC24-70V POWER
108040830 | M4Y-S-2 | 2041.875 | 3½ digit (1999) | W72 X H36 X L93mm | AC0-10V | 0-10VAC
108040831 | M4Y-S-2 | 2178 | 3½ digit (1999) | W72 X H36 X L93mm | DC5V POWER
108040832 | M4Y-S-2 | 2178 | 3½ digit (1999) | W72 X H36 X L93mm | DC24-70V POWER
108040840 | M4Y-SR-AX | 2041.875 | 3½ digit (1999) | W72 X H36 X L93mm | AC OPTION
108040850 | M4Y-SR-AX | 2178 | 3½ digit (1999) | W72 X H36 X L93mm | DC5V POWER
108040860 | M4Y-SR-AX | 2178 | 3½ digit (1999) | W72 X H36 X L93mm | DC24-70V POWER
108040870 | M4Y-SR-2 | 2041.875 | 3½ digit (1999) | W72 X H36 X L93mm | AC0-10V | 0-10VAC
108040871 | M4Y-SR-2 | 2178 | 3½ digit (1999) | W72 X H36 X L93mm | DC5V POWER
108040872 | M4Y-SR-2 | 2178 | 3½ digit (1999) | W72 X H36 X L93mm | DC24-70V POWER
108050020 | M4W-P | 2314.125 | -0.50~1.00~0.50 | W96 X H48 X L104mm | (-50)-50 | 4-20mADC
108050040 | M4W-DI | 2041.875 | 3½ digit (1999) | W96 X H48 X L104mm | OPTION | 4-20mADC
108050050 | M4W-DI-SMPS | 2314.125 | 3½ digit (1999) | W96 X H48 X L104mm | DC24-70V
108050051 | M4W-DI-SMPS | 2314.125 | 3½ digit (1999) | W96 X H48 X L104mm | AC100-240V
108050071 | M4W-DV | 1769.625 | 3½ digit (1999) | W96 X H48 X L104mm | OPTION
108050100 | M4W-DV-SMPS | 2314.125 | 3½ digit (1999) | W96 X H48 X L104mm | DC24-70V
108050101 | M4W-DV-SMPS | 2314.125 | 3½ digit (1999) | W96 X H48 X L104mm | AC100-240V
108050120 | M4W-DV-1 | 1769.625 | 3½ digit (1999) | W96 X H48 X L104mm | DC199.9(M)V
108050130 | M4W-DV-2 | 1769.625 | 3½ digit (1999) | W96 X H48 X L104mm | DC1.999V
108050140 | M4W-DV-3 | 1769.625 | 3½ digit (1999) | W96 X H48 X L104mm | DC19.99V
108050150 | M4W-DV-4 | 1769.625 | 3½ digit (1999) | W96 X H48 X L104mm | DC199.9V
108050160 | M4W-DV-5 | 1769.625 | 3½ digit (1999) | W96 X H48 X L104mm | DC300V
108050170 | M4W-DA | 1769.625 | 3½ digit (1999) | W96 X H48 X L104mm | OPTION
108050190 | M4W-DA-SMPS | 2314.125 | 3½ digit (1999) | W96 X H48 X L104mm | DC24-70V
108050191 | M4W-DA-SMPS | 2314.125 | 3½ digit (1999) | W96 X H48 X L104mm | AC100-240V
108050220 | M4W-DA-1 | 1769.625 | 3½ digit (1999) | W96 X H48 X L104mm | DC199.9(U)A
108050230 | M4W-DA-2 | 1769.625 | 3½ digit (1999) | W96 X H48 X L104mm | DC1.999(M)A
108050240 | M4W-DA-3 | 1769.625 | 3½ digit (1999) | W96 X H48 X L104mm | DC19.99(M)A
108050250 | M4W-DA-4 | 1769.625 | 3½ digit (1999) | W96 X H48 X L104mm | DC199.9(M)A
108050260 | M4W-DA-5 | 1769.625 | 3½ digit (1999) | W96 X H48 X L104mm | DC1.999A
108050270 | M4W-DA-6 | 1769.625 | 3½ digit (1999) | W96 X H48 X L104mm | DC19.99A
108050280 | M4W-DA-7 | 1769.625 | 3½ digit (1999) | W96 X H48 X L104mm | DC199.9A
108050290 | M4W-DA-8 | 1769.625 | 3½ digit (1999) | W96 X H48 X L104mm | DC1999A
108050300 | M4W-AV | 2041.875 | 3½ digit (1999) | W96 X H48 X L104mm | OPTION
108050350 | M4W-AV-1 | 2041.875 | 3½ digit (1999) | W96 X H48 X L104mm | AC199.9(M)V
108050360 | M4W-AV-2 | 2041.875 | 3½ digit (1999) | W96 X H48 X L104mm | AC1.999V
108050370 | M4W-AV-3 | 2041.875 | 3½ digit (1999) | W96 X H48 X L104mm | AC19.99V
108050380 | M4W-AV-4 | 2041.875 | 3½ digit (1999) | W96 X H48 X L104mm | AC199.9V
108050390 | M4W-AV-6 | 2041.875 | 3½ digit (1999) | W96 X H48 X L104mm | AC400V
108050400 | M4W-AVR | 2041.875 | 3½ digit (1999) | W96 X H48 X L104mm | OPTION
108050420 | M4W-AVR-SMPS | 2314.125 | 3½ digit (1999) | W96 X H48 X L104mm | DC24-70V
108050421 | M4W-AVR-SMPS | 2314.125 | 3½ digit (1999) | W96 X H48 X L104mm | AC100-240V
108050450 | M4W-AVR-1 | 2041.875 | 3½ digit (1999) | W96 X H48 X L104mm | AC199.9(M)V
108050460 | M4W-AVR-2 | 2041.875 | 3½ digit (1999) | W96 X H48 X L104mm | AC1.999V
108050470 | M4W-AVR-3 | 2041.875 | 3½ digit (1999) | W96 X H48 X L104mm | AC19.99V
108050480 | M4W-AVR-4 | 2041.875 | 3½ digit (1999) | W96 X H48 X L104mm | AC199.9V
108050490 | M4W-AVR-6 | 2041.875 | 3½ digit (1999) | W96 X H48 X L104mm | AC400V
108050500 | M4W-AA | 2041.875 | 3½ digit (1999) | W96 X H48 X L104mm | OPTION
108050550 | M4W-AA-1 | 2041.875 | 3½ digit (1999) | W96 X H48 X L104mm | AC19.99(M)A
108050560 | M4W-AA-2 | 2041.875 | 3½ digit (1999) | W96 X H48 X L104mm | AC199.9(M)A
108050570 | M4W-AA-3 | 2041.875 | 3½ digit (1999) | W96 X H48 X L104mm | AC1.999A
108050580 | M4W-AA-4 | 2041.875 | 3½ digit (1999) | W96 X H48 X L104mm | AC19.99A
108050590 | M4W-AA-5 | 2041.875 | 3½ digit (1999) | W96 X H48 X L104mm | AC199.9A
108050600 | M4W-AA-6 | 2041.875 | 3½ digit (1999) | W96 X H48 X L104mm | AC1999A
108050610 | M4W-AAR | 2041.875 | 3½ digit (1999) | W96 X H48 X L104mm | OPTION
108050630 | M4W-AAR-SMPS | 2314.125 | 3½ digit (1999) | W96 X H48 X L104mm | DC24-70V
108050631 | M4W-AAR-SMPS | 2314.125 | 3½ digit (1999) | W96 X H48 X L104mm | AC100-240V
108050660 | M4W-AAR-1 | 2041.875 | 3½ digit (1999) | W96 X H48 X L104mm | AC19.99(M)A
108050670 | M4W-AAR-2 | 2041.875 | 3½ digit (1999) | W96 X H48 X L104mm | AC199.9(M)A
108050680 | M4W-AAR-3 | 2041.875 | 3½ digit (1999) | W96 X H48 X L104mm | AC1.999A
108050690 | M4W-AAR-4 | 2041.875 | 3½ digit (1999) | W96 X H48 X L104mm | AC19.99A
108050700 | M4W-AAR-5 | 2041.875 | 3½ digit (1999) | W96 X H48 X L104mm | AC199.9A
108050710 | M4W-AAR-6 | 2041.875 | 3½ digit (1999) | W96 X H48 X L104mm | AC1999A
108050720 | M4W-W | 1769.625 | 3½ digit (1999) | W96 X H48 X L104mm | OPTION
108050740 | M4W-W-SMPS | 2314.125 | 3½ digit (1999) | W96 X H48 X L104mm | DC24-70V
108050741 | M4W-W-SMPS | 2314.125 | 3½ digit (1999) | W96 X H48 X L104mm | AC100-240V
108050770 | M4W-W-1 | 1769.625 | 3½ digit (1999) | W96 X H48 X L104mm | AC199.9W | 0-10VDC
108050780 | M4W-W-2 | 1769.625 | 3½ digit (1999) | W96 X H48 X L104mm | AC1.999KW
108050790 | M4W-W-3 | 1769.625 | 3½ digit (1999) | W96 X H48 X L104mm | AC19.99KW
108050800 | M4W-W-4 | 1769.625 | 3½ digit (1999) | W96 X H48 X L104mm | AC199.9KW
108050810 | M4W-W-5 | 1769.625 | 3½ digit (1999) | W96 X H48 X L104mm | AC1999KW
108050920 | M4W-T-1 | 1769.625 | 3½ digit (1999) | W96 X H48 X L104mm | DC10V | 0-10VDC
108050921 | M4W-T-1 | 2314.125 | 3½ digit (1999) | W96 X H48 X L104mm | DC SMPS
108050922 | M4W-T-1 | 2314.125 | 3½ digit (1999) | W96 X H48 X L104mm | AC SMPS
108050930 | M4W-T-DX | 1769.625 | 3½ digit (1999) | W96 X H48 X L104mm | DC OPTION
108050931 | M4W-T-DX | 2314.125 | 3½ digit (1999) | W96 X H48 X L104mm | DC SMPS
108050932 | M4W-T-DX | 2314.125 | 3½ digit (1999) | W96 X H48 X L104mm | AC SMPS
108050940 | M4W-T-2 | 2041.875 | 3½ digit (1999) | W96 X H48 X L104mm | AC10V | 0-10VAC
108050941 | M4W-T-2 | 2314.125 | 3½ digit (1999) | W96 X H48 X L104mm | DC SMPS
108050942 | M4W-T-2 | 2314.125 | 3½ digit (1999) | W96 X H48 X L104mm | AC SMPS
108050951 | M4W-T-AX | 2041.875 | 3½ digit (1999) | W96 X H48 X L104mm | AC OPTION
108050952 | M4W-T-AX | 2314.125 | 3½ digit (1999) | W96 X H48 X L104mm | DC SMPS
108050953 | M4W-T-AX | 2314.125 | 3½ digit (1999) | W96 X H48 X L104mm | AC SMPS
108051000 | M4W-TR-2 | 2041.875 | 3½ digit (1999) | W96 X H48 X L104mm | AC10V | 0-10VAC
108051001 | M4W-TR-2 | 2314.125 | 3½ digit (1999) | W96 X H48 X L104mm | DC SMPS
108051002 | M4W-TR-2 | 2314.125 | 3½ digit (1999) | W96 X H48 X L104mm | AC SMPS
108051010 | M4W-TR-AX | 2041.875 | 3½ digit (1999) | W96 X H48 X L104mm | AC OPTION
108051011 | M4W-TR-AX | 2314.125 | 3½ digit (1999) | W96 X H48 X L104mm | DC SMPS
108051012 | M4W-TR-AX | 2314.125 | 3½ digit (1999) | W96 X H48 X L104mm | AC SMPS
108051020 | M4W-S-1 | 1769.625 | 3½ digit (1999) | W96 X H48 X L104mm | DC10V | 0-10VDC
108051021 | M4W-S-1 | 2314.125 | 3½ digit (1999) | W96 X H48 X L104mm | DC SMPS
108051022 | M4W-S-1 | 2314.125 | 3½ digit (1999) | W96 X H48 X L104mm | AC SMPS
108051031 | M4W-S-DX | 1769.625 | 3½ digit (1999) | W96 X H48 X L104mm | DC OPTION
108051032 | M4W-S-DX | 2314.125 | 3½ digit (1999) | W96 X H48 X L104mm | DC SMPS
108051033 | M4W-S-DX | 2314.125 | 3½ digit (1999) | W96 X H48 X L104mm | AC SMPS
108051040 | M4W-S-2 | 2041.875 | 3½ digit (1999) | W96 X H48 X L104mm | AC10V | 0-10VAC
108051041 | M4W-S-2 | 2314.125 | 3½ digit (1999) | W96 X H48 X L104mm | DC SMPS
108051042 | M4W-S-2 | 2314.125 | 3½ digit (1999) | W96 X H48 X L104mm | AC SMPS
108051050 | M4W-S-AX | 2041.875 | 3½ digit (1999) | W96 X H48 X L104mm | AC OPTION
108051051 | M4W-S-AX | 2314.125 | 3½ digit (1999) | W96 X H48 X L104mm | DC SMPS
108051052 | M4W-S-AX | 2314.125 | 3½ digit (1999) | W96 X H48 X L104mm | AC SMPS
108051060 | M4W-SR-2 | 2041.875 | 3½ digit (1999) | W96 X H48 X L104mm | AC10V | 0-10VAC
108051061 | M4W-SR-2 | 2314.125 | 3½ digit (1999) | W96 X H48 X L104mm | DC SMPS
108051062 | M4W-SR-2 | 2314.125 | 3½ digit (1999) | W96 X H48 X L104mm | AC SMPS
108070021 | M4W1P-DI-XX | 5104.6875 | 3½ digit (1999) | W96 X H48 X L104mm | OPTION
108070030 | M4W1P-DI-SMPS | 5376.9375 | 3½ digit (1999) | W96 X H48 X L104mm | DC24-70V
108070040 | M4W1P-DI-SMPS | 5376.9375 | 3½ digit (1999) | W96 X H48 X L104mm | AC100-240V
108070050 | M4W1P-DV-SMPS | 5376.9375 | 3½ digit (1999) | W96 X H48 X L104mm | DC24-70V
108070060 | M4W1P-DV-SMPS | 5376.9375 | 3½ digit (1999) | W96 X H48 X L104mm | AC100-240V
108070071 | M4W1P-DV-XX | 5104.6875 | 3½ digit (1999) | W96 X H48 X L104mm | OPTION
108070080 | M4W1P-DV-1 | 5104.6875 | 3½ digit (1999) | W96 X H48 X L104mm | DC199.9(M)V
108070090 | M4W1P-DV-2 | 5104.6875 | 3½ digit (1999) | W96 X H48 X L104mm | DC1.999V
108070100 | M4W1P-DV-3 | 5104.6875 | 3½ digit (1999) | W96 X H48 X L104mm | DC19.99V
108070110 | M4W1P-DV-4 | 5104.6875 | 3½ digit (1999) | W96 X H48 X L104mm | DC199.9V
108070120 | M4W1P-DV-5 | 5104.6875 | 3½ digit (1999) | W96 X H48 X L104mm | DC300V
108070130 | M4W1P-DA-SMPS | 5376.9375 | 3½ digit (1999) | W96 X H48 X L104mm | DC24-70V
108070140 | M4W1P-DA-SMPS | 5376.9375 | 3½ digit (1999) | W96 X H48 X L104mm | AC100-240V
108070151 | M4W1P-DA-XX | 5104.6875 | 3½ digit (1999) | W96 X H48 X L104mm | OPTION
108070160 | M4W1P-DA-1 | 5104.6875 | 3½ digit (1999) | W96 X H48 X L104mm | DC199.9(U)A
108070170 | M4W1P-DA-2 | 5104.6875 | 3½ digit (1999) | W96 X H48 X L104mm | DC1.999(M)A
108070180 | M4W1P-DA-3 | 5104.6875 | 3½ digit (1999) | W96 X H48 X L104mm | DC19.99(M)A
108070190 | M4W1P-DA-4 | 5104.6875 | 3½ digit (1999) | W96 X H48 X L104mm | DC199.9(M)A
108070200 | M4W1P-DA-5 | 5104.6875 | 3½ digit (1999) | W96 X H48 X L104mm | DC1.999A
108070210 | M4W1P-DA-6 | 5104.6875 | 3½ digit (1999) | W96 X H48 X L104mm | DC19.99A
108070220 | M4W1P-DA-7 | 5104.6875 | 3½ digit (1999) | W96 X H48 X L104mm | DC199.9A
108070230 | M4W1P-DA-8 | 5104.6875 | 3½ digit (1999) | W96 X H48 X L104mm | DC1999A
108070261 | M4W1P-AV-XX | 5104.6875 | 3½ digit (1999) | W96 X H48 X L104mm | OPTION
108070270 | M4W1P-AV-1 | 5104.6875 | 3½ digit (1999) | W96 X H48 X L104mm | AC199.9(M)V
108070280 | M4W1P-AV-2 | 5104.6875 | 3½ digit (1999) | W96 X H48 X L104mm | AC1.999V
108070290 | M4W1P-AV-3 | 5104.6875 | 3½ digit (1999) | W96 X H48 X L104mm | AC19.99V
108070300 | M4W1P-AV-4 | 5104.6875 | 3½ digit (1999) | W96 X H48 X L104mm | AC199.9V
108070310 | M4W1P-AV-6 | 5104.6875 | 3½ digit (1999) | W96 X H48 X L104mm | AC400V
108070320 | M4W1P-AVR-SMPS | 5376.9375 | 3½ digit (1999) | W96 X H48 X L104mm | DC24-70V
108070330 | M4W1P-AVR-SMPS | 5376.9375 | 3½ digit (1999) | W96 X H48 X L104mm | AC100-240V
108070341 | M4W1P-AVR-XX | 5104.6875 | 3½ digit (1999) | W96 X H48 X L104mm | OPTION
108070350 | M4W1P-AVR-1 | 5104.6875 | 3½ digit (1999) | W96 X H48 X L104mm | AC199.9(M)V
108070360 | M4W1P-AVR-2 | 5104.6875 | 3½ digit (1999) | W96 X H48 X L104mm | AC1.999V
108070370 | M4W1P-AVR-3 | 5104.6875 | 3½ digit (1999) | W96 X H48 X L104mm | AC19.99V
108070380 | M4W1P-AVR-4 | 5104.6875 | 3½ digit (1999) | W96 X H48 X L104mm | AC199.9V
108070390 | M4W1P-AVR-6 | 5104.6875 | 3½ digit (1999) | W96 X H48 X L104mm | AC400V
108070421 | M4W1P-AA-XX | 5104.6875 | 3½ digit (1999) | W96 X H48 X L104mm | OPTION
108070430 | M4W1P-AA-1 | 5104.6875 | 3½ digit (1999) | W96 X H48 X L104mm | AC19.99(M)A
108070440 | M4W1P-AA-2 | 5104.6875 | 3½ digit (1999) | W96 X H48 X L104mm | AC199.9(M)A
108070450 | M4W1P-AA-3 | 5104.6875 | 3½ digit (1999) | W96 X H48 X L104mm | AC1.999A
108070460 | M4W1P-AA-4 | 5104.6875 | 3½ digit (1999) | W96 X H48 X L104mm | AC19.99A
108070470 | M4W1P-AA-5 | 5104.6875 | 3½ digit (1999) | W96 X H48 X L104mm | AC199.9A
108070480 | M4W1P-AA-6 | 5104.6875 | 3½ digit (1999) | W96 X H48 X L104mm | AC1999A
108070490 | M4W1P-AAR-SMPS | 5376.9375 | 3½ digit (1999) | W96 X H48 X L104mm | DC24-70V
108070500 | M4W1P-AAR-SMPS | 5376.9375 | 3½ digit (1999) | W96 X H48 X L104mm | AC100-240V
108070511 | M4W1P-AAR-XX | 5104.6875 | 3½ digit (1999) | W96 X H48 X L104mm | OPTION
108070520 | M4W1P-AAR-1 | 5104.6875 | 3½ digit (1999) | W96 X H48 X L104mm | AC19.99(M)A
108070530 | M4W1P-AAR-2 | 5104.6875 | 3½ digit (1999) | W96 X H48 X L104mm | AC199.9(M)A
108070540 | M4W1P-AAR-3 | 5104.6875 | 3½ digit (1999) | W96 X H48 X L104mm | AC1.999A
108070550 | M4W1P-AAR-4 | 5104.6875 | 3½ digit (1999) | W96 X H48 X L104mm | AC19.99A
108070560 | M4W1P-AAR-5 | 5104.6875 | 3½ digit (1999) | W96 X H48 X L104mm | AC199.9A
108070570 | M4W1P-AAR-6 | 5104.6875 | 3½ digit (1999) | W96 X H48 X L104mm | AC1999A
108070580 | M4W1P-W-SMPS | 5376.9375 | 3½ digit (1999) | W96 X H48 X L104mm | DC24-70V
108070590 | M4W1P-W-SMPS | 5376.9375 | 3½ digit (1999) | W96 X H48 X L104mm | AC100-240V
108070601 | M4W1P-W-XX | 5104.6875 | 3½ digit (1999) | W96 X H48 X L104mm | OPTION
108070610 | M4W1P-W-1 | 5104.6875 | 3½ digit (1999) | W96 X H48 X L104mm | AC199.9W
108070620 | M4W1P-W-2 | 5104.6875 | 3½ digit (1999) | W96 X H48 X L104mm | AC1.999KW
108070630 | M4W1P-W-3 | 5104.6875 | 3½ digit (1999) | W96 X H48 X L104mm | AC19.99KW
108070640 | M4W1P-W-4 | 5104.6875 | 3½ digit (1999) | W96 X H48 X L104mm | AC199.9KW
108070650 | M4W1P-W-5 | 5104.6875 | 3½ digit (1999) | W96 X H48 X L104mm | AC1999KW
108070740 | M4W1P-T-DX | 5376.9375 | 3½ digit (1999) | W96 X H48 X L104mm | DC24-70V
108070750 | M4W1P-T-DX | 5376.9375 | 3½ digit (1999) | W96 X H48 X L104mm | AC100-240V
108070760 | M4W1P-T-DX | 5104.6875 | 3½ digit (1999) | W96 X H48 X L104mm | DC-OPTION
108070770 | M4W1P-T-1 | 5104.6875 | 3½ digit (1999) | W96 X H48 X L104mm | DC0-10V
108070771 | M4W1P-T-1 | 5376.9375 | 3½ digit (1999) | W96 X H48 X L104mm | DC24-70V
108070772 | M4W1P-T-1 | 5376.9375 | 3½ digit (1999) | W96 X H48 X L104mm | AC100-240V
108070780 | M4W1P-T-AX | 5104.6875 | 3½ digit (1999) | W96 X H48 X L104mm | AC-OPTION
108070781 | M4W1P-T-AX | 5376.9375 | 3½ digit (1999) | W96 X H48 X L104mm | DC24-70V
108070782 | M4W1P-T-AX | 5376.9375 | 3½ digit (1999) | W96 X H48 X L104mm | AC100-240V
108070790 | M4W1P-T-2 | 5104.6875 | 3½ digit (1999) | W96 X H48 X L104mm | AC0-10V
108070791 | M4W1P-T-2 | 5376.9375 | 3½ digit (1999) | W96 X H48 X L104mm | DC24-70V
108070792 | M4W1P-T-2 | 5376.9375 | 3½ digit (1999) | W96 X H48 X L104mm | AC100-240V
108070800 | M4W1P-TR-AX | 5376.9375 | 3½ digit (1999) | W96 X H48 X L104mm | DC24-70V
108070810 | M4W1P-TR-AX | 5376.9375 | 3½ digit (1999) | W96 X H48 X L104mm | AC100-240V
108070820 | M4W1P-TR-AX | 5104.6875 | 3½ digit (1999) | W96 X H48 X L104mm | AC-OPTION
108070830 | M4W1P-TR-2 | 5104.6875 | 3½ digit (1999) | W96 X H48 X L104mm | AC0-10V
108070831 | M4W1P-TR-2 | 5376.9375 | 3½ digit (1999) | W96 X H48 X L104mm | DC24-70V
108070832 | M4W1P-TR-2 | 5376.9375 | 3½ digit (1999) | W96 X H48 X L104mm | AC100-240V
108070840 | M4W1P-S-DX | 5376.9375 | 3½ digit (1999) | W96 X H48 X L104mm | DC24-70V
108070850 | M4W1P-S-DX | 5376.9375 | 3½ digit (1999) | W96 X H48 X L104mm | AC100-240V
108070860 | M4W1P-S-DX | 5104.6875 | 3½ digit (1999) | W96 X H48 X L104mm | DC-OPTION
108070870 | M4W1P-S-1 | 5104.6875 | 3½ digit (1999) | W96 X H48 X L104mm | DC0-10V
108070871 | M4W1P-S-1 | 5376.9375 | 3½ digit (1999) | W96 X H48 X L104mm | DC24-70V
108070872 | M4W1P-S-1 | 5376.9375 | 3½ digit (1999) | W96 X H48 X L104mm | AC100-240V
108070880 | M4W1P-S-AX | 5104.6875 | 3½ digit (1999) | W96 X H48 X L104mm | AC-OPTION
108070881 | M4W1P-S-AX | 5376.9375 | 3½ digit (1999) | W96 X H48 X L104mm | DC24-70V
108070882 | M4W1P-S-AX | 5376.9375 | 3½ digit (1999) | W96 X H48 X L104mm | AC100-240V
108070890 | M4W1P-S-2 | 5104.6875 | 3½ digit (1999) | W96 X H48 X L104mm | AC0-10V
108070891 | M4W1P-S-2 | 5376.9375 | 3½ digit (1999) | W96 X H48 X L104mm | DC24-70V
108070892 | M4W1P-S-2 | 5376.9375 | 3½ digit (1999) | W96 X H48 X L104mm | AC100-240V
108070900 | M4W1P-SR-AX | 5376.9375 | 3½ digit (1999) | W96 X H48 X L104mm | DC24-70V
108070910 | M4W1P-SR-AX | 5376.9375 | 3½ digit (1999) | W96 X H48 X L104mm | AC100-240V
108070920 | M4W1P-SR-AX | 5104.6875 | 3½ digit (1999) | W96 X H48 X L104mm | AC-OPTION
108070930 | M4W1P-SR-2 | 5104.6875 | 3½ digit (1999) | W96 X H48 X L104mm | AC0-10V
108070931 | M4W1P-SR-2 | 5376.9375 | 3½ digit (1999) | W96 X H48 X L104mm | DC24-70V
108080021 | M4W2P-DI-XX | 6806.25 | 3½ digit (1999) | W96 X H48 X L104mm | OPTION
108080030 | M4W2P-DI-SMPS | 7078.5 | 3½ digit (1999) | W96 X H48 X L104mm | DC24-70V
108080040 | M4W2P-DI-SMPS | 7078.5 | 3½ digit (1999) | W96 X H48 X L104mm | AC100-240V
108080050 | M4W2P-DV-SMPS | 7078.5 | 3½ digit (1999) | W96 X H48 X L104mm | DC24-70V
108080060 | M4W2P-DV-SMPS | 7078.5 | 3½ digit (1999) | W96 X H48 X L104mm | AC100-240V
108080071 | M4W2P-DV-XX | 6806.25 | 3½ digit (1999) | W96 X H48 X L104mm | OPTION
108080080 | M4W2P-DV-1 | 6806.25 | 3½ digit (1999) | W96 X H48 X L104mm | DC199.9(M)V
108080090 | M4W2P-DV-2 | 6806.25 | 3½ digit (1999) | W96 X H48 X L104mm | DC1.999V
108080100 | M4W2P-DV-3 | 6806.25 | 3½ digit (1999) | W96 X H48 X L104mm | DC19.99V
108080110 | M4W2P-DV-4 | 6806.25 | 3½ digit (1999) | W96 X H48 X L104mm | DC199.9V
108080120 | M4W2P-DV-5 | 6806.25 | 3½ digit (1999) | W96 X H48 X L104mm | DC300V
108080130 | M4W2P-DA-SMPS | 7078.5 | 3½ digit (1999) | W96 X H48 X L104mm | DC24-70V
108080140 | M4W2P-DA-SMPS | 7078.5 | 3½ digit (1999) | W96 X H48 X L104mm | AC100-240V
108080151 | M4W2P-DA-XX | 6806.25 | 3½ digit (1999) | W96 X H48 X L104mm | OPTION
108080160 | M4W2P-DA-1 | 6806.25 | 3½ digit (1999) | W96 X H48 X L104mm | DC199.9(U)A
108080170 | M4W2P-DA-2 | 6806.25 | 3½ digit (1999) | W96 X H48 X L104mm | DC1.999(M)A
108080180 | M4W2P-DA-3 | 6806.25 | 3½ digit (1999) | W96 X H48 X L104mm | DC19.99(M)A
108080190 | M4W2P-DA-4 | 6806.25 | 3½ digit (1999) | W96 X H48 X L104mm | DC199.9(M)A
108080200 | M4W2P-DA-5 | 6806.25 | 3½ digit (1999) | W96 X H48 X L104mm | DC1.999A
108080210 | M4W2P-DA-6 | 6806.25 | 3½ digit (1999) | W96 X H48 X L104mm | DC19.99A
108080220 | M4W2P-DA-7 | 6806.25 | 3½ digit (1999) | W96 X H48 X L104mm | DC199.9A
108080230 | M4W2P-DA-8 | 6806.25 | 3½ digit (1999) | W96 X H48 X L104mm | DC1999A
108080261 | M4W2P-AV-XX | 6806.25 | 3½ digit (1999) | W96 X H48 X L104mm | OPTION
108080270 | M4W2P-AV-1 | 6806.25 | 3½ digit (1999) | W96 X H48 X L104mm | AC199.9(M)V
108080280 | M4W2P-AV-2 | 6806.25 | 3½ digit (1999) | W96 X H48 X L104mm | AC1.999V
108080290 | M4W2P-AV-3 | 6806.25 | 3½ digit (1999) | W96 X H48 X L104mm | AC19.99V
108080300 | M4W2P-AV-4 | 6806.25 | 3½ digit (1999) | W96 X H48 X L104mm | AC199.9V
108080310 | M4W2P-AV-6 | 6806.25 | 3½ digit (1999) | W96 X H48 X L104mm | AC400V
108080320 | M4W2P-AVR-SMPS | 7078.5 | 3½ digit (1999) | W96 X H48 X L104mm | DC24-70V
108080330 | M4W2P-AVR-SMPS | 7078.5 | 3½ digit (1999) | W96 X H48 X L104mm | AC100-240V
108080341 | M4W2P-AVR-XX | 6806.25 | 3½ digit (1999) | W96 X H48 X L104mm | OPTION
108080350 | M4W2P-AVR-1 | 6806.25 | 3½ digit (1999) | W96 X H48 X L104mm | AC199.9(M)V
108080360 | M4W2P-AVR-2 | 6806.25 | 3½ digit (1999) | W96 X H48 X L104mm | AC1.999V
108080370 | M4W2P-AVR-3 | 6806.25 | 3½ digit (1999) | W96 X H48 X L104mm | AC19.99V
108080380 | M4W2P-AVR-4 | 6806.25 | 3½ digit (1999) | W96 X H48 X L104mm | AC199.9V
108080390 | M4W2P-AVR-6 | 6806.25 | 3½ digit (1999) | W96 X H48 X L104mm | AC400V
108080421 | M4W2P-AA-XX | 6806.25 | 3½ digit (1999) | W96 X H48 X L104mm | OPTION
108080430 | M4W2P-AA-1 | 6806.25 | 3½ digit (1999) | W96 X H48 X L104mm | AC19.99(M)A
108080440 | M4W2P-AA-2 | 6806.25 | 3½ digit (1999) | W96 X H48 X L104mm | AC199.9(M)A
108080450 | M4W2P-AA-3 | 6806.25 | 3½ digit (1999) | W96 X H48 X L104mm | AC1.999A
108080460 | M4W2P-AA-4 | 6806.25 | 3½ digit (1999) | W96 X H48 X L104mm | AC19.99A
108080470 | M4W2P-AA-5 | 6806.25 | 3½ digit (1999) | W96 X H48 X L104mm | AC199.9A
108080480 | M4W2P-AA-6 | 6806.25 | 3½ digit (1999) | W96 X H48 X L104mm | AC1999A
108080490 | M4W2P-AAR-SMPS | 7078.5 | 3½ digit (1999) | W96 X H48 X L104mm | DC24-70V
108080500 | M4W2P-AAR-SMPS | 7078.5 | 3½ digit (1999) | W96 X H48 X L104mm | AC100-240V
108080511 | M4W2P-AAR-XX | 6806.25 | 3½ digit (1999) | W96 X H48 X L104mm | OPTION
108080520 | M4W2P-AAR-1 | 6806.25 | 3½ digit (1999) | W96 X H48 X L104mm | AC19.99(M)A
108080530 | M4W2P-AAR-2 | 6806.25 | 3½ digit (1999) | W96 X H48 X L104mm | AC199.9(M)A
108080540 | M4W2P-AAR-3 | 6806.25 | 3½ digit (1999) | W96 X H48 X L104mm | AC1.999A
108080550 | M4W2P-AAR-4 | 6806.25 | 3½ digit (1999) | W96 X H48 X L104mm | AC19.99A
108080560 | M4W2P-AAR-5 | 6806.25 | 3½ digit (1999) | W96 X H48 X L104mm | AC199.9A
108080570 | M4W2P-AAR-6 | 6806.25 | 3½ digit (1999) | W96 X H48 X L104mm | AC1999A
108080580 | M4W2P-W-SMPS | 7078.5 | 3½ digit (1999) | W96 X H48 X L104mm | DC24-70V
108080590 | M4W2P-W-SMPS | 7078.5 | 3½ digit (1999) | W96 X H48 X L104mm | AC100-240V
108080601 | M4W2P-W-XX | 6806.25 | 3½ digit (1999) | W96 X H48 X L104mm | OPTION
108080610 | M4W2P-W-1 | 6806.25 | 3½ digit (1999) | W96 X H48 X L104mm | AC199.9W
108080620 | M4W2P-W-2 | 6806.25 | 3½ digit (1999) | W96 X H48 X L104mm | AC1.999KW
108080630 | M4W2P-W-3 | 6806.25 | 3½ digit (1999) | W96 X H48 X L104mm | AC19.99KW
108080640 | M4W2P-W-4 | 6806.25 | 3½ digit (1999) | W96 X H48 X L104mm | AC199.9KW
108080650 | M4W2P-W-5 | 6806.25 | 3½ digit (1999) | W96 X H48 X L104mm | AC1999KW
108080740 | M4W2P-T-DX | 7078.5 | 3½ digit (1999) | W96 X H48 X L104mm | DC24-70V
108080750 | M4W2P-T-DX | 7078.5 | 3½ digit (1999) | W96 X H48 X L104mm | AC100-240V
108080760 | M4W2P-T-DX | 6806.25 | 3½ digit (1999) | W96 X H48 X L104mm | DC-OPTION
108080770 | M4W2P-T-1 | 6806.25 | 3½ digit (1999) | W96 X H48 X L104mm | DC0-10V
108080771 | M4W2P-T-1 | 7078.5 | 3½ digit (1999) | W96 X H48 X L104mm | DC24-70V
108080772 | M4W2P-T-1 | 7078.5 | 3½ digit (1999) | W96 X H48 X L104mm | AC100-240V
108080780 | M4W2P-T-AX | 6806.25 | 3½ digit (1999) | W96 X H48 X L104mm | AC-OPTION
108080781 | M4W2P-T-AX | 7078.5 | 3½ digit (1999) | W96 X H48 X L104mm | DC24-70V
108080782 | M4W2P-T-AX | 7078.5 | 3½ digit (1999) | W96 X H48 X L104mm | AC100-240V
108080790 | M4W2P-T-2 | 6806.25 | 3½ digit (1999) | W96 X H48 X L104mm | AC0-10V
108080791 | M4W2P-T-2 | 7078.5 | 3½ digit (1999) | W96 X H48 X L104mm | DC24-70V
108080792 | M4W2P-T-2 | 7078.5 | 3½ digit (1999) | W96 X H48 X L104mm | AC100-240V
108080800 | M4W2P-TR-AX | 7078.5 | 3½ digit (1999) | W96 X H48 X L104mm | DC24-70V
108080810 | M4W2P-TR-AX | 7078.5 | 3½ digit (1999) | W96 X H48 X L104mm | AC100-240V
108080820 | M4W2P-TR-AX | 6806.25 | 3½ digit (1999) | W96 X H48 X L104mm | AC-OPTION
108080830 | M4W2P-TR-2 | 6806.25 | 3½ digit (1999) | W96 X H48 X L104mm | AC0-10V
108080831 | M4W2P-TR-2 | 7078.5 | 3½ digit (1999) | W96 X H48 X L104mm | DC24-70V
108080832 | M4W2P-TR-2 | 7078.5 | 3½ digit (1999) | W96 X H48 X L104mm | AC100-240V
108080840 | M4W2P-S-DX | 7078.5 | 3½ digit (1999) | W96 X H48 X L104mm | DC24-70V
108080850 | M4W2P-S-DX | 7078.5 | 3½ digit (1999) | W96 X H48 X L104mm | AC100-240V
108080860 | M4W2P-S-DX | 6806.25 | 3½ digit (1999) | W96 X H48 X L104mm | DC-OPTION
108080870 | M4W2P-S-1 | 6806.25 | 3½ digit (1999) | W96 X H48 X L104mm | DC0-10V
108080871 | M4W2P-S-1 | 7078.5 | 3½ digit (1999) | W96 X H48 X L104mm | DC24-70V
108080872 | M4W2P-S-1 | 7078.5 | 3½ digit (1999) | W96 X H48 X L104mm | AC100-240V
108080880 | M4W2P-S-AX | 6806.25 | 3½ digit (1999) | W96 X H48 X L104mm | AC-OPTION
108080881 | M4W2P-S-AX | 7078.5 | 3½ digit (1999) | W96 X H48 X L104mm | DC24-70V
108080882 | M4W2P-S-AX | 7078.5 | 3½ digit (1999) | W96 X H48 X L104mm | AC100-240V
108080890 | M4W2P-S-2 | 6806.25 | 3½ digit (1999) | W96 X H48 X L104mm | AC0-10V
108080891 | M4W2P-S-2 | 7078.5 | 3½ digit (1999) | W96 X H48 X L104mm | DC24-70V
108080892 | M4W2P-S-2 | 7078.5 | 3½ digit (1999) | W96 X H48 X L104mm | AC100-240V
108080900 | M4W2P-SR-AX | 7078.5 | 3½ digit (1999) | W96 X H48 X L104mm | DC24-70V
108080910 | M4W2P-SR-AX | 7078.5 | 3½ digit (1999) | W96 X H48 X L104mm | AC100-240V
108080920 | M4W2P-SR-AX | 6806.25 | 3½ digit (1999) | W96 X H48 X L104mm | AC-OPTION
108080930 | M4W2P-SR-2 | 6806.25 | 3½ digit (1999) | W96 X H48 X L104mm | AC0-10V
108080931 | M4W2P-SR-2 | 7078.5 | 3½ digit (1999) | W96 X H48 X L104mm | DC24-70V
108080932 | M4W2P-SR-2 | 7078.5 | 3½ digit (1999) | W96 X H48 X L104mm | AC100-240V
108090020 | M4M-DI-XX | 2994.75 | 4 Digit |  | OPTION
108090030 | M4M-DI-SMPS | 2994.75 | 3½ digit (1999) | W72 X H72 X L113mm | DC24-70V | 4-20mADC
108090050 | M4M-DV-SMPS | 2994.75 | 4 Digit |  | DC24-70V
108090070 | M4M-DV-XX | 2722.5 | 4 Digit |  | OPTION
108090080 | M4M-DV-1 | 2722.5 | 4 Digit |  | DC199.9(M)V
108090090 | M4M-DV-2 | 2722.5 | 4 Digit |  | DC1.999V
108090100 | M4M-DV-3 | 2722.5 | 4 Digit |  | DC19.99V
108090110 | M4M-DV-4 | 2722.5 | 4 Digit |  | DC199.9V
108090120 | M4M-DV-5 | 2722.5 | 4 Digit |  | DC300V
108090130 | M4M-DA-SMPS | 2994.75 | 4 Digit |  | DC24-70V
108090150 | M4M-DA-XX | 2722.5 | 4 Digit |  | OPTION
108090160 | M4M-DA-1 | 2722.5 | 4 Digit |  | DC199.9(U)A
108090170 | M4M-DA-2 | 2722.5 | 4 Digit |  | DC1.999(M)A
108090180 | M4M-DA-3 | 2722.5 | 4 Digit |  | DC19.99(M)A
108090190 | M4M-DA-4 | 2722.5 | 4 Digit |  | DC199.9(M)A
108090200 | M4M-DA-5 | 2722.5 | 4 Digit |  | DC1.999A
108090210 | M4M-DA-6 | 2722.5 | 4 Digit |  | DC19.99A
108090220 | M4M-DA-7 | 2722.5 | 4 Digit |  | DC199.9A
108090230 | M4M-DA-8 | 2722.5 | 4 Digit |  | DC1999A
108090240 | M4M-AV-SMPS | 2994.75 | 4 Digit |  | DC24-70V
108090260 | M4M-AV-XX | 2722.5 | 4 Digit |  | OPTION
108090270 | M4M-AV-1 | 2722.5 | 4 Digit |  | AC199.9(M)V
108090280 | M4M-AV-2 | 2722.5 | 4 Digit |  | AC1.999V
108090290 | M4M-AV-3 | 2722.5 | 4 Digit |  | AC19.99V
108090300 | M4M-AV-4 | 2722.5 | 4 Digit |  | AC199.9V
108090310 | M4M-AV-6 | 2722.5 | 4 Digit |  | AC400V
108090320 | M4M-AVR-SMPS | 2994.75 | 4 Digit |  | DC24-70V
108090340 | M4M-AVR-XX | 2722.5 | 4 Digit |  | OPTION
108090350 | M4M-AVR-1 | 2722.5 | 4 Digit |  | AC199.9(M)V
108090360 | M4M-AVR-2 | 2722.5 | 4 Digit |  | AC1.999V
108090370 | M4M-AVR-3 | 2722.5 | 4 Digit |  | AC19.99V
108090380 | M4M-AVR-4 | 2722.5 | 4 Digit |  | AC199.9V
108090390 | M4M-AVR-6 | 2722.5 | 4 Digit |  | AC400V
108090400 | M4M-AA-SMPS | 2994.75 | 4 Digit |  | DC24-70V
108090420 | M4M-AA-XX | 2722.5 | 4 Digit |  | OPTION
108090430 | M4M-AA-1 | 2722.5 | 4 Digit |  | AC19.99(M)A
108090440 | M4M-AA-2 | 2722.5 | 4 Digit |  | AC199.9(M)A
108090450 | M4M-AA-3 | 2722.5 | 4 Digit |  | AC1.999A
108090460 | M4M-AA-4 | 2722.5 | 4 Digit |  | AC19.99A
108090470 | M4M-AA-5 | 2722.5 | 4 Digit |  | AC199.9A
108090480 | M4M-AA-6 | 2722.5 | 4 Digit |  | AC1999A
108090490 | M4M-AAR-SMPS | 2994.75 | 4 Digit |  | DC24-70V
108090510 | M4M-AAR-XX | 2722.5 | 4 Digit |  | OPTION
108090520 | M4M-AAR-1 | 2722.5 | 4 Digit |  | AC19.99(M)A
108090530 | M4M-AAR-2 | 2722.5 | 4 Digit |  | AC199.9(M)A
108090540 | M4M-AAR-3 | 2722.5 | 4 Digit |  | AC1.999A
108090550 | M4M-AAR-4 | 2722.5 | 4 Digit |  | AC19.99A
108090560 | M4M-AAR-5 | 2722.5 | 4 Digit |  | AC199.9A
108090570 | M4M-AAR-6 | 2722.5 | 4 Digit |  | AC1999A
108090580 | M4M-W-SMPS | 2994.75 | 4 Digit |  | DC24-70V
108090600 | M4M-W-XX | 2722.5 | 4 Digit |  | OPTION
108090610 | M4M-W-1 | 2722.5 | 4 Digit |  | AC199.9W
108090620 | M4M-W-2 | 2722.5 | 4 Digit |  | AC1.999KW
108090630 | M4M-W-3 | 2722.5 | 4 Digit |  | AC19.99KW
108090640 | M4M-W-4 | 2722.5 | 4 Digit |  | AC199.9KW
108090650 | M4M-W-5 | 2722.5 | 4 Digit |  | AC1999KW
108090740 | M4M-T-DX | 2994.75 | 4 Digit |  | DC24-70V
108090760 | M4M-T-DX | 2722.5 | 4 Digit |  | DC-OPTION
108090770 | M4M-T-1 | 2722.5 | 4 Digit |  | DC0-10V
108090771 | M4M-T-1 | 2994.75 | 4 Digit |  | DC24-70V
108090780 | M4M-T-AX | 2722.5 | 4 Digit |  | AC-OPTION
108090781 | M4M-T-AX | 2994.75 | 4 Digit |  | DC24-70V
108090790 | M4M-T-2 | 2722.5 | 4 Digit |  | AC0-10V
108090791 | M4M-T-2 | 2994.75 | 4 Digit |  | DC24-70V
108090792 | M4M-T-2 | 2994.75 | 4 Digit |  | AC100-240V
108090800 | M4M-TR-AX | 2994.75 | 4 Digit |  | DC24-70V
108090820 | M4M-TR-AX | 2722.5 | 4 Digit |  | AX-OPTION
108090830 | M4M-TR-2 | 2722.5 | 4 Digit |  | AC0-10V
108090831 | M4M-TR-2 | 2994.75 | 4 Digit |  | DC24-70V
108090840 | M4M-S-DX | 2994.75 | 4 Digit |  | DC24-70V
108090850 | M4M-S-DX | 2994.75 | 4 Digit |  | AC100-240V
108090860 | M4M-S-DX | 2722.5 | 4 Digit |  | DC-OPTION
108090870 | M4M-S-1 | 2722.5 | 4 Digit |  | DC0-10V
108090871 | M4M-S-1 | 2994.75 | 4 Digit |  | DC24-70V
108090880 | M4M-S-AX | 2722.5 | 4 Digit |  | AC-OPTION
108090881 | M4M-S-AX | 2994.75 | 4 Digit |  | DC24-70V
108090890 | M4M-S-2 | 2722.5 | 4 Digit |  | AC0-10V
108090891 | M4M-S-2 | 2994.75 | 4 Digit |  | DC24-70V
108090900 | M4M-SR-AX | 2994.75 | 4 Digit |  | DC24-70V
108090920 | M4M-SR-AX | 2722.5 | 4 Digit |  | AC-OPTION
108090930 | M4M-SR-2 | 2722.5 | 4 Digit |  | AC0-10V
108090931 | M4M-SR-2 | 2994.75 | 4 Digit |  | DC24-70V
108090932 | M4M-SR-2 | 2994.75 | 4 Digit |  | AC100-240V
108099020 | M4M-SMPS-XXR | 2994.75 | 4 Digit |  | (DCPOWER)TYPE
108099030 | M4M-SMPS-XX | 2994.75 | 4 Digit |  | (DCPOWER)TYPE
108100020 | M4M1P-DI-XX | 5104.6875 | 4 Digit |  | OPTION
108100030 | M4M1P-DI-SMPS | 5376.9375 | 4 Digit |  | DC24-70V
108100040 | M4M1P-DI-SMPS | 5376.9375 | 4 Digit |  | AC100-240V
108100050 | M4M1P-DV-SMPS | 5376.9375 | 4 Digit |  | DC24-70V
108100060 | M4M1P-DV-SMPS | 5376.9375 | 4 Digit |  | AC100-240V
108100070 | M4M1P-DV-XX | 5104.6875 | 4 Digit |  | OPTION
108100080 | M4M1P-DV-1 | 5104.6875 | 4 Digit |  | DC199.9(M)V
108100090 | M4M1P-DV-2 | 5104.6875 | 4 Digit |  | DC1.999V
108100100 | M4M1P-DV-3 | 5104.6875 | 4 Digit |  | DC19.99V
108100110 | M4M1P-DV-4 | 5104.6875 | 4 Digit |  | DC199.9V
108100120 | M4M1P-DV-5 | 5104.6875 | 4 Digit |  | DC300V
108100130 | M4M1P-DA-SMPS | 5376.9375 | 4 Digit |  | DC24-70V
108100140 | M4M1P-DA-SMPS | 5376.9375 | 4 Digit |  | AC100-240V
108100150 | M4M1P-DA-XX | 5104.6875 | 4 Digit |  | OPTION
108100160 | M4M1P-DA-1 | 5104.6875 | 4 Digit |  | DC199.9(U)A
108100170 | M4M1P-DA-2 | 5104.6875 | 4 Digit |  | DC1.999(M)A
108100180 | M4M1P-DA-3 | 5104.6875 | 4 Digit |  | DC19.99(M)A
108100190 | M4M1P-DA-4 | 5104.6875 | 4 Digit |  | DC199.9(M)A
108100200 | M4M1P-DA-5 | 5104.6875 | 4 Digit |  | DC1.999A
108100210 | M4M1P-DA-6 | 5104.6875 | 4 Digit |  | DC19.99A
108100220 | M4M1P-DA-7 | 5104.6875 | 4 Digit |  | DC199.9A
108100230 | M4M1P-DA-8 | 5104.6875 | 4 Digit |  | DC1999A
108100240 | M4M1P-AV-SMPS | 5376.9375 | 4 Digit |  | DC24-70V
108100250 | M4M1P-AV-SMPS | 5376.9375 | 4 Digit |  | AC100-240V
108100260 | M4M1P-AV-XX | 5104.6875 | 4 Digit |  | OPTION
108100270 | M4M1P-AV-1 | 5104.6875 | 4 Digit |  | AC199.9(M)V
108100280 | M4M1P-AV-2 | 5104.6875 | 4 Digit |  | AC1.999V
108100290 | M4M1P-AV-3 | 5104.6875 | 4 Digit |  | AC19.99V
108100300 | M4M1P-AV-4 | 5104.6875 | 4 Digit |  | AC199.9V
108100310 | M4M1P-AV-6 | 5104.6875 | 4 Digit |  | AC400V
108100320 | M4M1P-AVR-SMPS | 5376.9375 | 4 Digit |  | DC24-70V
108100330 | M4M1P-AVR-SMPS | 5376.9375 | 4 Digit |  | AC100-240V
108100340 | M4M1P-AVR-XX | 5104.6875 | 4 Digit |  | OPTION
108100350 | M4M1P-AVR-1 | 5104.6875 | 4 Digit |  | AC199.9(M)V
108100360 | M4M1P-AVR-2 | 5104.6875 | 4 Digit |  | AC1.999V
108100370 | M4M1P-AVR-3 | 5104.6875 | 4 Digit |  | AC19.99V
108100380 | M4M1P-AVR-4 | 5104.6875 | 4 Digit |  | AC199.9V
108100390 | M4M1P-AVR-6 | 5104.6875 | 4 Digit |  | AC400V
108100400 | M4M1P-AA-SMPS | 5376.9375 | 4 Digit |  | DC24-70V
108100410 | M4M1P-AA-SMPS | 5376.9375 | 4 Digit |  | AC100-240V
108100420 | M4M1P-AA-XX | 5104.6875 | 4 Digit |  | OPTION
108100430 | M4M1P-AA-1 | 5104.6875 | 4 Digit |  | AC19.99(M)A
108100440 | M4M1P-AA-2 | 5104.6875 | 4 Digit |  | AC199.9(M)A
108100450 | M4M1P-AA-3 | 5104.6875 | 4 Digit |  | AC1.999A
108100460 | M4M1P-AA-4 | 5104.6875 | 4 Digit |  | AC19.99A
108100470 | M4M1P-AA-5 | 5104.6875 | 4 Digit |  | AC199.9A
108100480 | M4M1P-AA-6 | 5104.6875 | 4 Digit |  | AC1999A
108100490 | M4M1P-AAR-SMPS | 5376.9375 | 4 Digit |  | DC24-70V
108100500 | M4M1P-AAR-SMPS | 5376.9375 | 4 Digit |  | AC100-240V
108100510 | M4M1P-AAR-XX | 5104.6875 | 4 Digit |  | OPTION
108100520 | M4M1P-AAR-1 | 5104.6875 | 4 Digit |  | AC19.99(M)A
108100530 | M4M1P-AAR-2 | 5104.6875 | 4 Digit |  | AC199.9(M)A
108100540 | M4M1P-AAR-3 | 5104.6875 | 4 Digit |  | AC1.999A
108100550 | M4M1P-AAR-4 | 5104.6875 | 4 Digit |  | AC19.99A
108100560 | M4M1P-AAR-5 | 5104.6875 | 4 Digit |  | AC199.9A
108100570 | M4M1P-AAR-6 | 5104.6875 | 4 Digit |  | AC1999A
108100580 | M4M1P-W-SMPS | 5376.9375 | 4 Digit |  | DC24-70V
108100590 | M4M1P-W-SMPS | 5376.9375 | 4 Digit |  | AC100-240V
108100600 | M4M1P-W-XX | 5104.6875 | 4 Digit |  | OPTION
108100610 | M4M1P-W-1 | 5104.6875 | 4 Digit |  | AC199.9W
108100620 | M4M1P-W-2 | 5104.6875 | 4 Digit |  | AC1.999KW
108100630 | M4M1P-W-3 | 5104.6875 | 4 Digit |  | AC19.99KW
108100640 | M4M1P-W-4 | 5104.6875 | 4 Digit |  | AC199.9KW
108100650 | M4M1P-W-5 | 5104.6875 | 4 Digit |  | AC1999KW
108100740 | M4M1P-T-DX | 5376.9375 | 4 Digit |  | DC24-70V
108100750 | M4M1P-T-DX | 5376.9375 | 4 Digit |  | AC100-240V
108100760 | M4M1P-T-DX | 5104.6875 | 4 Digit |  | DC-OPTION
108100770 | M4M1P-T-1 | 5104.6875 | 4 Digit |  | DC0-10V
108100771 | M4M1P-T-1 | 5376.9375 | 4 Digit |  | DC24-70V
108100772 | M4M1P-T-1 | 5376.9375 | 4 Digit |  | AC100-240V
108100780 | M4M1P-T-AX | 5104.6875 | 4 Digit |  | AC-OPTION
108100781 | M4M1P-T-AX | 5376.9375 | 4 Digit |  | DC24-70V
108100782 | M4M1P-T-AX | 5376.9375 | 4 Digit |  | AC100-240V
108100790 | M4M1P-T-2 | 5104.6875 | 4 Digit |  | AC0-10V
108100791 | M4M1P-T-2 | 5376.9375 | 4 Digit |  | DC24-70V
108100792 | M4M1P-T-2 | 5376.9375 | 4 Digit |  | AC100-240V
108100800 | M4M1P-TR-AX | 5376.9375 | 4 Digit |  | DC24-70V
108100810 | M4M1P-TR-AX | 5376.9375 | 4 Digit |  | AC100-240V
108100811 | M4M1P-TR-AX | 5104.6875 | 4 Digit |  | AC-OPTION
108100820 | M4M1P-TR-2 | 5104.6875 | 4 Digit |  | AC0-10V
108100821 | M4M1P-TR-2 | 5376.9375 | 4 Digit |  | DC24-70V
108100822 | M4M1P-TR-2 | 5376.9375 | 4 Digit |  | AC100-240V
108100830 | M4M1P-S-DX | 5376.9375 | 4 Digit |  | DC24-70V
108100840 | M4M1P-S-DX | 5376.9375 | 4 Digit |  | AC100-240V
108100850 | M4M1P-S-DX | 5104.6875 | 4 Digit |  | DC-OPTION
108100860 | M4M1P-S-1 | 5104.6875 | 4 Digit |  | DC0-10V
108100861 | M4M1P-S-1 | 5376.9375 | 4 Digit |  | DC24-70V
108100862 | M4M1P-S-1 | 5376.9375 | 4 Digit |  | AC100-240V
108100870 | M4M1P-S-AX | 5104.6875 | 4 Digit |  | AC-OPTION
108100871 | M4M1P-S-AX | 5376.9375 | 4 Digit |  | DC24-70V
108100872 | M4M1P-S-AX | 5376.9375 | 4 Digit |  | AC100-240V
108100880 | M4M1P-S-2 | 5104.6875 | 4 Digit |  | AC0-10V
108100881 | M4M1P-S-2 | 5376.9375 | 4 Digit |  | DC24-70V
108100882 | M4M1P-S-2 | 5376.9375 | 4 Digit |  | AC100-240V
108100890 | M4M1P-SR-AX | 5376.9375 | 4 Digit |  | DC24-70V
108100900 | M4M1P-SR-AX | 5376.9375 | 4 Digit |  | AC100-240V
108100910 | M4M1P-SR-AX | 5104.6875 | 4 Digit |  | AC-OPTION
108100920 | M4M1P-SR-2 | 5104.6875 | 4 Digit |  | AC0-10V
108100921 | M4M1P-SR-2 | 5376.9375 | 4 Digit |  | DC24-70V
108100922 | M4M1P-SR-2 | 5376.9375 | 4 Digit |  | AC100-240V
108109000 | M4M1P-SMPS-XXR | 5376.9375 | 4 Digit |  | (ACPOWER)TYPE
108109005 | M4M1P-SMPS-XXR | 5376.9375 | 4 Digit |  | (DCPOWER)TYPE
108109020 | M4M1P-SMPS-XX | 5376.9375 | 4 Digit |  | (DCPOWER)TYPE
108109030 | M4M1P-SMPS-XX | 5376.9375 | 4 Digit |  | (ACPOWER)TYPE
108110020 | M4M2P-DI-XX | 6806.25 | 4 Digit |  | OPTION
108110030 | M4M2P-DI-SMPS | 7078.5 | 4 Digit |  | DC24-70V
108110040 | M4M2P-DI-SMPS | 7078.5 | 4 Digit |  | AC100-240V
108110050 | M4M2P-DV-SMPS | 7078.5 | 4 Digit |  | DC24-70V
108110060 | M4M2P-DV-SMPS | 7078.5 | 4 Digit |  | AC100-240V
108110070 | M4M2P-DV-XX | 6806.25 | 4 Digit |  | OPTION
108110080 | M4M2P-DV-1 | 6806.25 | 4 Digit |  | DC199.9(M)V
108110090 | M4M2P-DV-2 | 6806.25 | 4 Digit |  | DC1.999V
108110100 | M4M2P-DV-3 | 6806.25 | 4 Digit |  | DC19.99V
108110110 | M4M2P-DV-4 | 6806.25 | 4 Digit |  | DC199.9V
108110120 | M4M2P-DV-5 | 6806.25 | 4 Digit |  | DC300V
108110130 | M4M2P-DA-SMPS | 7078.5 | 4 Digit |  | DC24-70V
108110140 | M4M2P-DA-SMPS | 7078.5 | 4 Digit |  | AC100-240V
108110150 | M4M2P-DA-XX | 6806.25 | 4 Digit |  | OPTION
108110160 | M4M2P-DA-1 | 6806.25 | 4 Digit |  | DC199.9(U)A
108110170 | M4M2P-DA-2 | 6806.25 | 4 Digit |  | DC1.999(M)A
108110180 | M4M2P-DA-3 | 6806.25 | 4 Digit |  | DC19.99(M)A
108110190 | M4M2P-DA-4 | 6806.25 | 4 Digit |  | DC199.9(M)A
108110200 | M4M2P-DA-6 | 6806.25 | 4 Digit |  | DC19.99A
108110210 | M4M2P-DA-7 | 6806.25 | 4 Digit |  | DC199.9A
108110220 | M4M2P-DA-8 | 6806.25 | 4 Digit |  | DC1999A
108110230 | M4M2P-DA-5 | 6806.25 | 4 Digit |  | DC1.999A
108110240 | M4M2P-AV-SMPS | 7078.5 | 4 Digit |  | DC24-70V
108110250 | M4M2P-AV-SMPS | 7078.5 | 4 Digit |  | AC100-240V
108110260 | M4M2P-AV-XX | 6806.25 | 4 Digit |  | OPTION
108110270 | M4M2P-AV-1 | 6806.25 | 4 Digit |  | AC199.9(M)V
108110280 | M4M2P-AV-2 | 6806.25 | 4 Digit |  | AC1.999V
108110290 | M4M2P-AV-3 | 6806.25 | 4 Digit |  | AC19.99V
108110300 | M4M2P-AV-4 | 6806.25 | 4 Digit |  | AC199.9V
108110310 | M4M2P-AV-6 | 6806.25 | 4 Digit |  | AC400V
108110320 | M4M2P-AVR-SMPS | 7078.5 | 4 Digit |  | DC24-70V
108110330 | M4M2P-AVR-SMPS | 7078.5 | 4 Digit |  | AC100-240V
108110340 | M4M2P-AVR-XX | 6806.25 | 4 Digit |  | OPTION
108110350 | M4M2P-AVR-1 | 6806.25 | 4 Digit |  | AC199.9(M)V
108110360 | M4M2P-AVR-2 | 6806.25 | 4 Digit |  | AC1.999V
108110370 | M4M2P-AVR-3 | 6806.25 | 4 Digit |  | AC19.99V
108110380 | M4M2P-AVR-4 | 6806.25 | 4 Digit |  | AC199.9V
108110390 | M4M2P-AVR-6 | 6806.25 | 4 Digit |  | AC400V
108110400 | M4M2P-AA-SMPS | 7078.5 | 4 Digit |  | DC24-70V
108110410 | M4M2P-AA-SMPS | 7078.5 | 4 Digit |  | AC100-240V
108110420 | M4M2P-AA-XX | 6806.25 | 4 Digit |  | OPTION
108110430 | M4M2P-AA-1 | 6806.25 | 4 Digit |  | AC19.99(M)A
108110440 | M4M2P-AA-2 | 6806.25 | 4 Digit |  | AC199.9(M)A
108110450 | M4M2P-AA-3 | 6806.25 | 4 Digit |  | AC1.999A
108110460 | M4M2P-AA-4 | 6806.25 | 4 Digit |  | AC19.99A
108110470 | M4M2P-AA-5 | 6806.25 | 4 Digit |  | AC199.9A
108110480 | M4M2P-AA-6 | 6806.25 | 4 Digit |  | AC1999A
108110490 | M4M2P-AAR-SMPS | 7078.5 | 4 Digit |  | DC24-70V
108110500 | M4M2P-AAR-SMPS | 7078.5 | 4 Digit |  | AC100-240V
108110510 | M4M2P-AAR-XX | 6806.25 | 4 Digit |  | OPTION
108110520 | M4M2P-AAR-1 | 6806.25 | 4 Digit |  | AC19.99(M)A
108110530 | M4M2P-AAR-2 | 6806.25 | 4 Digit |  | AC199.9(M)A
108110540 | M4M2P-AAR-3 | 6806.25 | 4 Digit |  | AC1.999A
108110550 | M4M2P-AAR-4 | 6806.25 | 4 Digit |  | AC19.99A
108110560 | M4M2P-AAR-5 | 6806.25 | 4 Digit |  | AC199.9A
108110570 | M4M2P-AAR-6 | 6806.25 | 4 Digit |  | AC1999A
108110580 | M4M2P-W-SMPS | 7078.5 | 4 Digit |  | DC24-70V
108110590 | M4M2P-W-SMPS | 7078.5 | 4 Digit |  | AC100-240V
108110600 | M4M2P-W-XX | 6806.25 | 4 Digit |  | OPTION
108110610 | M4M2P-W-1 | 6806.25 | 4 Digit |  | AC199.9W
108110620 | M4M2P-W-2 | 6806.25 | 4 Digit |  | AC1.999KW
108110630 | M4M2P-W-3 | 6806.25 | 4 Digit |  | AC19.99KW
108110640 | M4M2P-W-4 | 6806.25 | 4 Digit |  | AC199.9KW
108110650 | M4M2P-W-5 | 6806.25 | 4 Digit |  | AC1999KW
108110740 | M4M2P-T-DX | 7078.5 | 4 Digit |  | DC24-70V
108110750 | M4M2P-T-DX | 7078.5 | 4 Digit |  | AC100-240V
108110760 | M4M2P-T-DX | 6806.25 | 4 Digit |  | DC-OPTION
108110770 | M4M2P-T-1 | 6806.25 | 4 Digit |  | DC0-10V
108110771 | M4M2P-T-1 | 7078.5 | 4 Digit |  | DC24-70V
108110772 | M4M2P-T-1 | 7078.5 | 4 Digit |  | AC100-240V
108110780 | M4M2P-T-AX | 6806.25 | 4 Digit |  | AC-OPTION
108110781 | M4M2P-T-AX | 7078.5 | 4 Digit |  | DC24-70V
108110782 | M4M2P-T-AX | 7078.5 | 4 Digit |  | AC100-240V
108110790 | M4M2P-T-2 | 6806.25 | 4 Digit |  | AC0-10V
108110791 | M4M2P-T-2 | 7078.5 | 4 Digit |  | DC24-70V
108110792 | M4M2P-T-2 | 7078.5 | 4 Digit |  | AC100-240V
108110820 | M4M2P-TR-AX | 6806.25 | 4 Digit |  | AC-OPTION
108110821 | M4M2P-TR-AX | 7078.5 | 4 Digit |  | DC24-70V
108110822 | M4M2P-TR-AX | 7078.5 | 4 Digit |  | AC100-240V
108110830 | M4M2P-TR-2 | 6806.25 | 4 Digit |  | AC0-10V
108110831 | M4M2P-TR-2 | 7078.5 | 4 Digit |  | DC24-70V
108110832 | M4M2P-TR-2 | 7078.5 | 4 Digit |  | AC100-240V
108110840 | M4M2P-S-DX | 7078.5 | 4 Digit |  | DC24-70V
108110850 | M4M2P-S-DX | 7078.5 | 4 Digit |  | AC100-240V
108110860 | M4M2P-S-DX | 6806.25 | 4 Digit |  | DC-OPTION
108110870 | M4M2P-S-1 | 6806.25 | 4 Digit |  | DC0-10V
108110871 | M4M2P-S-1 | 7078.5 | 4 Digit |  | DC24-70V
108110872 | M4M2P-S-1 | 7078.5 | 4 Digit |  | AC100-240V
108110880 | M4M2P-S-AX | 6806.25 | 4 Digit |  | AC-OPTION
108110881 | M4M2P-S-AX | 7078.5 | 4 Digit |  | DC24-70V
108110882 | M4M2P-S-AX | 7078.5 | 4 Digit |  | AC100-240V
108110890 | M4M2P-S-2 | 6806.25 | 4 Digit |  | AC0-10V
108110891 | M4M2P-S-2 | 7078.5 | 4 Digit |  | DC24-70V
108110892 | M4M2P-S-2 | 7078.5 | 4 Digit |  | AC100-240V
108110900 | M4M2P-SR-AX | 7078.5 | 4 Digit |  | DC24-70V
108110910 | M4M2P-SR-AX | 7078.5 | 4 Digit |  | AC100-240V
108110920 | M4M2P-SR-AX | 6806.25 | 4 Digit |  | AC-OPTION
108110930 | M4M2P-SR-2 | 6806.25 | 4 Digit |  | AC0-10V
108110931 | M4M2P-SR-2 | 7078.5 | 4 Digit |  | DC24-70V
108110932 | M4M2P-SR-2 | 7078.5 | 4 Digit |  | AC100-240V
108120000 | M5W-DV-XX | 2382.1875 | 4½ digit (19999) | W96 X H48 X L104mm | OPTION
108120010 | M5W-DV-1 | 2382.1875 | 4½ digit (19999) | W96 X H48 X L104mm | DC199.99(M)V
108120020 | M5W-DV-2 | 2382.1875 | 4½ digit (19999) | W96 X H48 X L104mm | DC1.9999V
108120030 | M5W-DV-3 | 2382.1875 | 4½ digit (19999) | W96 X H48 X L104mm | DC19.999V
108120040 | M5W-DV-4 | 2382.1875 | 4½ digit (19999) | W96 X H48 X L104mm | DC199.99V
108120050 | M5W-DV-5 | 2382.1875 | 4½ digit (19999) | W96 X H48 X L104mm | DC300.0V
108120060 | M5W-DA-XX | 2382.1875 | 4½ digit (19999) | W96 X H48 X L104mm | OPTION
108120069 | M5W-DA-1 | 2382.1875 | 4½ digit (19999) | W96 X H48 X L104mm | DC199.99(U)A
108120070 | M5W-DA-2 | 2382.1875 | 4½ digit (19999) | W96 X H48 X L104mm | DC1.9999(M)A
108120080 | M5W-DA-3 | 2382.1875 | 4½ digit (19999) | W96 X H48 X L104mm | DC19.999(M)A
108120090 | M5W-DA-4 | 2382.1875 | 4½ digit (19999) | W96 X H48 X L104mm | DC199.99(M)A
108120100 | M5W-DA-5 | 2382.1875 | 4½ digit (19999) | W96 X H48 X L104mm | DC1.9999A
108120110 | M5W-DA-6 | 2382.1875 | 4½ digit (19999) | W96 X H48 X L104mm | DC19.999A
108120120 | M5W-DA-7 | 2382.1875 | 4½ digit (19999) | W96 X H48 X L104mm | DC199.99A
108120130 | M5W-DA-8 | 2382.1875 | 4½ digit (19999) | W96 X H48 X L104mm | DC1999.9A
108120140 | M5W-AV-XX | 2518.3125 | 4½ digit (19999) | W96 X H48 X L104mm | OPTION
108120141 | M5W-DX-SMPS | 2722.5 | 4½ digit (19999) | W96 X H48 X L104mm | DC24-70V
108120142 | M5W-AX-SMPS | 2722.5 | 4½ digit (19999) | W96 X H48 X L104mm | DC24-70V
108120149 | M5W-AV-1 | 2518.3125 | 4½ digit (19999) | W96 X H48 X L104mm | AC199.99(M)V
108120150 | M5W-AV-2 | 2518.3125 | 4½ digit (19999) | W96 X H48 X L104mm | AC1.9999V
108120160 | M5W-AV-3 | 2518.3125 | 4½ digit (19999) | W96 X H48 X L104mm | AC19.999V
108120170 | M5W-AV-4 | 2518.3125 | 4½ digit (19999) | W96 X H48 X L104mm | AC199.99V
108120180 | M5W-AV-5 | 2518.3125 | 4½ digit (19999) | W96 X H48 X L104mm | AC400.0V
108120190 | M5W-AA-XX | 2518.3125 | 4½ digit (19999) | W96 X H48 X L104mm | OPTION
108120199 | M5W-AA-1 | 2518.3125 | 4½ digit (19999) | W96 X H48 X L104mm | 19.999(M)A
108120200 | M5W-AA-2 | 2518.3125 | 4½ digit (19999) | W96 X H48 X L104mm | AC199.99(M)A
108120210 | M5W-AA-3 | 2518.3125 | 4½ digit (19999) | W96 X H48 X L104mm | AC1.9999A
108120220 | M5W-AA-4 | 2518.3125 | 4½ digit (19999) | W96 X H48 X L104mm | AC19.999A
108120230 | M5W-AA-5 | 2518.3125 | 4½ digit (19999) | W96 X H48 X L104mm | AC199.99A
108120240 | M5W-AA-6 | 2518.3125 | 4½ digit (19999) | W96 X H48 X L104mm | AC1999.9A
108120250 | M5W-W-XX | 2382.1875 | 4½ digit (19999) | W96 X H48 X L104mm | OPTION
108120259 | M5W-W-1 | 2382.1875 | 4½ digit (19999) | W96 X H48 X L104mm | 199.99W | 0-10VDC
108120260 | M5W-W-2 | 2382.1875 | 4½ digit (19999) | W96 X H48 X L104mm | AC1.9999KW
108120270 | M5W-W-3 | 2382.1875 | 4½ digit (19999) | W96 X H48 X L104mm | AC19.999KW
108120280 | M5W-W-4 | 2382.1875 | 4½ digit (19999) | W96 X H48 X L104mm | AC199.99KW
108120290 | M5W-W-5 | 2382.1875 | 4½ digit (19999) | W96 X H48 X L104mm | AC1999.9KW
108120300 | M5W-DI-XX | 2518.3125 | 4½ digit (19999) | W96 X H48 X L104mm | OPTION | 4-20mADC
108120301 | M5W-DI-SMPS | 2722.5 | 4½ digit (19999) | W96 X H48 X L104mm | DC24~70V | 4-20mADC
108120310 | M5W-S-DX | 2382.1875 | 4½ digit (19999) | W96 X H48 X L104mm | DC-OPTION
108120311 | M5W-S-1 | 2382.1875 | 4½ digit (19999) | W96 X H48 X L104mm | DC10V | 0-10VDC
108120320 | M5W-S-AX | 2518.3125 | 4½ digit (19999) | W96 X H48 X L104mm | AC-OPTION
108120321 | M5W-S-2 | 2518.3125 | 4½ digit (19999) | W96 X H48 X L104mm | AC10V | 0-10VAC
108120330 | M5W-T-DX | 2382.1875 | 4½ digit (19999) | W96 X H48 X L104mm | DC-OPTION
108120331 | M5W-T-1 | 2382.1875 | 4½ digit (19999) | W96 X H48 X L104mm | DC10V
108120340 | M5W-T-AX | 2518.3125 | 4½ digit (19999) | W96 X H48 X L104mm | AC-OPTION
108120341 | M5W-T-2 | 2518.3125 | 4½ digit (19999) | W96 X H48 X L104mm | AC10V | 0-10VAC
108130110 | MT4W-DV-1N | 2041.875 | 4 Digit | W96 X H48 X L100mm | 12-24VDC |  | N : Indication type (No output function) 0 : Relay contact 1 : NPN open collector 2 : PNP open collector 3 : Relay contact + 4-20mADC output 4 : Relay contact + RS485 output 5 : BCD Dynamic output 6 : Low speed serial output
108130120 | MT4W-DV-11 | 3539.25 | 4 Digit | W96 X H48 X L100mm | 12-24VDC | DC Voltage (500V, 100V,50V,10V, 1V, 0.25V, 50mV) | N : Indication type (No output function) 0 : Relay contact 1 : NPN open collector 2 : PNP open collector 3 : Relay contact + 4-20mADC output 4 : Relay contact + RS485 output 5 : BCD Dynamic output 6 : Low speed serial output
108130130 | MT4W-DV-12 | 4083.75 | 4 Digit | W96 X H48 X L100mm | 12-24VDC | DC Voltage (500V, 100V,50V,10V, 1V, 0.25V, 50mV) | N : Indication type (No output function) 0 : Relay contact 1 : NPN open collector 2 : PNP open collector 3 : Relay contact + 4-20mADC output 4 : Relay contact + RS485 output 5 : BCD Dynamic output 6 : Low speed serial output
108130140 | MT4W-DV-13 | 4083.75 | 4 Digit | W96 X H48 X L100mm | 12-24VDC | DC Voltage (500V, 100V,50V,10V, 1V, 0.25V, 50mV) | N : Indication type (No output function) 0 : Relay contact 1 : NPN open collector 2 : PNP open collector 3 : Relay contact + 4-20mADC output 4 : Relay contact + RS485 output 5 : BCD Dynamic output 6 : Low speed serial output
108130150 | MT4W-DV-14 | 4083.75 | 4 Digit | W96 X H48 X L100mm | 12-24VDC | DC Voltage (500V, 100V,50V,10V, 1V, 0.25V, 50mV) | N : Indication type (No output function) 0 : Relay contact 1 : NPN open collector 2 : PNP open collector 3 : Relay contact + 4-20mADC output 4 : Relay contact + RS485 output 5 : BCD Dynamic output 6 : Low speed serial output
108130160 | MT4W-DV-15 | 4083.75 | 4 Digit | W96 X H48 X L100mm | 12-24VDC | DC Voltage (500V, 100V,50V,10V, 1V, 0.25V, 50mV) | N : Indication type (No output function) 0 : Relay contact 1 : NPN open collector 2 : PNP open collector 3 : Relay contact + 4-20mADC output 4 : Relay contact + RS485 output 5 : BCD Dynamic output 6 : Low speed serial output
108130170 | MT4W-DV-16 | 4083.75 | 4 Digit | W96 X H48 X L100mm | 12-24VDC | DC Voltage (500V, 100V,50V,10V, 1V, 0.25V, 50mV) | N : Indication type (No output function) 0 : Relay contact 1 : NPN open collector 2 : PNP open collector 3 : Relay contact + 4-20mADC output 4 : Relay contact + RS485 output 5 : BCD Dynamic output 6 : Low speed serial output
108130180 | MT4W-DV-17 | 4083.75 | 4 Digit | W96 X H48 X L100mm | 12-24VDC | DC Voltage (500V, 100V,50V,10V, 1V, 0.25V, 50mV) | N : Indication type (No output function) 0 : Relay contact 1 : NPN open collector 2 : PNP open collector 3 : Relay contact + 4-20mADC output 4 : Relay contact + RS485 output 5 : BCD Dynamic output 6 : Low speed serial output
108130190 | MT4W-DV-18 | 4083.75 | 4 Digit | W96 X H48 X L100mm | 12-24VDC | DC Voltage (500V, 100V,50V,10V, 1V, 0.25V, 50mV) | N : Indication type (No output function) 0 : Relay contact 1 : NPN open collector 2 : PNP open collector 3 : Relay contact + 4-20mADC output 4 : Relay contact + RS485 output 5 : BCD Dynamic output 6 : Low speed serial output
108130200 | MT4W-DV-19 | 4083.75 | 4 Digit | W96 X H48 X L100mm | 12-24VDC | DC Voltage (500V, 100V,50V,10V, 1V, 0.25V, 50mV) | N : Indication type (No output function) 0 : Relay contact 1 : NPN open collector 2 : PNP open collector 3 : Relay contact + 4-20mADC output 4 : Relay contact + RS485 output 5 : BCD Dynamic output 6 : Low speed serial output
108130310 | MT4W-DA-1N | 2041.875 | 4 Digit | W96 X H48 X L100mm | 12-24VDC |  | N : Indication type (No output function) 0 : Relay contact 1 : NPN open collector 2 : PNP open collector 3 : Relay contact + 4-20mADC output 4 : Relay contact + RS485 output 5 : BCD Dynamic output 6 : Low speed serial output
108130320 | MT4W-DA-11 | 3539.25 | 4 Digit | W96 X H48 X L100mm | 12-24VDC | DC Ampare (5A, 2A, 0.5A, 0.2A, 50mA, 20mA, 5mA, 2mA) | N : Indication type (No output function) 0 : Relay contact 1 : NPN open collector 2 : PNP open collector 3 : Relay contact + 4-20mADC output 4 : Relay contact + RS485 output 5 : BCD Dynamic output 6 : Low speed serial output | 110V(P) is for 440VAC/110VAC P.T
108130330 | MT4W-DA-12 | 4083.75 | 4 Digit | W96 X H48 X L100mm | 12-24VDC | DC Ampare (5A, 2A, 0.5A, 0.2A, 50mA, 20mA, 5mA, 2mA) | N : Indication type (No output function) 0 : Relay contact 1 : NPN open collector 2 : PNP open collector 3 : Relay contact + 4-20mADC output 4 : Relay contact + RS485 output 5 : BCD Dynamic output 6 : Low speed serial output
108130340 | MT4W-DA-13 | 4083.75 | 4 Digit | W96 X H48 X L100mm | 12-24VDC | DC Ampare (5A, 2A, 0.5A, 0.2A, 50mA, 20mA, 5mA, 2mA) | N : Indication type (No output function) 0 : Relay contact 1 : NPN open collector 2 : PNP open collector 3 : Relay contact + 4-20mADC output 4 : Relay contact + RS485 output 5 : BCD Dynamic output 6 : Low speed serial output
108130350 | MT4W-DA-14 | 4083.75 | 4 Digit | W96 X H48 X L100mm | 12-24VDC | DC Ampare (5A, 2A, 0.5A, 0.2A, 50mA, 20mA, 5mA, 2mA) | N : Indication type (No output function) 0 : Relay contact 1 : NPN open collector 2 : PNP open collector 3 : Relay contact + 4-20mADC output 4 : Relay contact + RS485 output 5 : BCD Dynamic output 6 : Low speed serial output
108130360 | MT4W-DA-15 | 4083.75 | 4 Digit | W96 X H48 X L100mm | 12-24VDC | DC Ampare (5A, 2A, 0.5A, 0.2A, 50mA, 20mA, 5mA, 2mA) | N : Indication type (No output function) 0 : Relay contact 1 : NPN open collector 2 : PNP open collector 3 : Relay contact + 4-20mADC output 4 : Relay contact + RS485 output 5 : BCD Dynamic output 6 : Low speed serial output
108130370 | MT4W-DA-16 | 4083.75 | 4 Digit | W96 X H48 X L100mm | 12-24VDC | DC Ampare (5A, 2A, 0.5A, 0.2A, 50mA, 20mA, 5mA, 2mA) | N : Indication type (No output function) 0 : Relay contact 1 : NPN open collector 2 : PNP open collector 3 : Relay contact + 4-20mADC output 4 : Relay contact + RS485 output 5 : BCD Dynamic output 6 : Low speed serial output
108130380 | MT4W-DA-17 | 4083.75 | 4 Digit | W96 X H48 X L100mm | 12-24VDC | DC Ampare (5A, 2A, 0.5A, 0.2A, 50mA, 20mA, 5mA, 2mA) | N : Indication type (No output function) 0 : Relay contact 1 : NPN open collector 2 : PNP open collector 3 : Relay contact + 4-20mADC output 4 : Relay contact + RS485 output 5 : BCD Dynamic output 6 : Low speed serial output
108130390 | MT4W-DA-18 | 4083.75 | 4 Digit | W96 X H48 X L100mm | 12-24VDC | DC Ampare (5A, 2A, 0.5A, 0.2A, 50mA, 20mA, 5mA, 2mA) | N : Indication type (No output function) 0 : Relay contact 1 : NPN open collector 2 : PNP open collector 3 : Relay contact + 4-20mADC output 4 : Relay contact + RS485 output 5 : BCD Dynamic output 6 : Low speed serial output
108130400 | MT4W-DA-19 | 4083.75 | 4 Digit | W96 X H48 X L100mm | 12-24VDC | DC Ampare (5A, 2A, 0.5A, 0.2A, 50mA, 20mA, 5mA, 2mA) | N : Indication type (No output function) 0 : Relay contact 1 : NPN open collector 2 : PNP open collector 3 : Relay contact + 4-20mADC output 4 : Relay contact + RS485 output 5 : BCD Dynamic output 6 : Low speed serial output
108130510 | MT4W-AV-1N | 2178 | 4 Digit | W96 X H48 X L100mm | 12-24VDC |  | N : Indication type (No output function) 0 : Relay contact 1 : NPN open collector 2 : PNP open collector 3 : Relay contact + 4-20mADC output 4 : Relay contact + RS485 output 5 : BCD Dynamic output 6 : Low speed serial output
108130520 | MT4W-AV-11 | 3743.4375 | 4 Digit | W96 X H48 X L100mm | 12-24VDC | DC 5A, 2A, 0.5A, 0.2A, 50mA, 20mA, 5mA, 2mA | N : Indication type (No output function) 0 : Relay contact 1 : NPN open collector 2 : PNP open collector 3 : Relay contact + 4-20mADC output 4 : Relay contact + RS485 output 5 : BCD Dynamic output 6 : Low speed serial output
108130530 | MT4W-AV-12 | 4356 | 4 Digit | W96 X H48 X L100mm | 12-24VDC | DC 5A, 2A, 0.5A, 0.2A, 50mA, 20mA, 5mA, 2mA | N : Indication type (No output function) 0 : Relay contact 1 : NPN open collector 2 : PNP open collector 3 : Relay contact + 4-20mADC output 4 : Relay contact + RS485 output 5 : BCD Dynamic output 6 : Low speed serial output
108130540 | MT4W-AV-13 | 4356 | 4 Digit | W96 X H48 X L100mm | 12-24VDC | DC 5A, 2A, 0.5A, 0.2A, 50mA, 20mA, 5mA, 2mA | N : Indication type (No output function) 0 : Relay contact 1 : NPN open collector 2 : PNP open collector 3 : Relay contact + 4-20mADC output 4 : Relay contact + RS485 output 5 : BCD Dynamic output 6 : Low speed serial output
108130550 | MT4W-AV-14 | 4356 | 4 Digit | W96 X H48 X L100mm | 12-24VDC | DC 5A, 2A, 0.5A, 0.2A, 50mA, 20mA, 5mA, 2mA | N : Indication type (No output function) 0 : Relay contact 1 : NPN open collector 2 : PNP open collector 3 : Relay contact + 4-20mADC output 4 : Relay contact + RS485 output 5 : BCD Dynamic output 6 : Low speed serial output
108130560 | MT4W-AV-15 | 4356 | 4 Digit | W96 X H48 X L100mm | 12-24VDC | DC 5A, 2A, 0.5A, 0.2A, 50mA, 20mA, 5mA, 2mA | N : Indication type (No output function) 0 : Relay contact 1 : NPN open collector 2 : PNP open collector 3 : Relay contact + 4-20mADC output 4 : Relay contact + RS485 output 5 : BCD Dynamic output 6 : Low speed serial output
108130570 | MT4W-AV-16 | 4356 | 4 Digit | W96 X H48 X L100mm | 12-24VDC | DC 5A, 2A, 0.5A, 0.2A, 50mA, 20mA, 5mA, 2mA | N : Indication type (No output function) 0 : Relay contact 1 : NPN open collector 2 : PNP open collector 3 : Relay contact + 4-20mADC output 4 : Relay contact + RS485 output 5 : BCD Dynamic output 6 : Low speed serial output
108130580 | MT4W-AV-17 | 4356 | 4 Digit | W96 X H48 X L100mm | 12-24VDC | DC 5A, 2A, 0.5A, 0.2A, 50mA, 20mA, 5mA, 2mA | N : Indication type (No output function) 0 : Relay contact 1 : NPN open collector 2 : PNP open collector 3 : Relay contact + 4-20mADC output 4 : Relay contact + RS485 output 5 : BCD Dynamic output 6 : Low speed serial output
108130590 | MT4W-AV-18 | 4356 | 4 Digit | W96 X H48 X L100mm | 12-24VDC | DC 5A, 2A, 0.5A, 0.2A, 50mA, 20mA, 5mA, 2mA | N : Indication type (No output function) 0 : Relay contact 1 : NPN open collector 2 : PNP open collector 3 : Relay contact + 4-20mADC output 4 : Relay contact + RS485 output 5 : BCD Dynamic output 6 : Low speed serial output
108130600 | MT4W-AV-19 | 4356 | 4 Digit | W96 X H48 X L100mm | 12-24VDC | DC 5A, 2A, 0.5A, 0.2A, 50mA, 20mA, 5mA, 2mA | N : Indication type (No output function) 0 : Relay contact 1 : NPN open collector 2 : PNP open collector 3 : Relay contact + 4-20mADC output 4 : Relay contact + RS485 output 5 : BCD Dynamic output 6 : Low speed serial output
108130710 | MT4W-AA-1N | 2178 | 4 Digit | W96 X H48 X L100mm | 12-24VDC | AC Ampare (5A, 2.5A, 1A, 0.5A, 0.25A, 0.1A, 50mA) | N : Indication type (No output function) 0 : Relay contact 1 : NPN open collector 2 : PNP open collector 3 : Relay contact + 4-20mADC output 4 : Relay contact + RS485 output 5 : BCD Dynamic output 6 : Low speed serial output
108130720 | MT4W-AA-11 | 3743.4375 | 4 Digit | W96 X H48 X L100mm | 12-24VDC | AC Ampare (5A, 2.5A, 1A, 0.5A, 0.25A, 0.1A, 50mA) | N : Indication type (No output function) 0 : Relay contact 1 : NPN open collector 2 : PNP open collector 3 : Relay contact + 4-20mADC output 4 : Relay contact + RS485 output 5 : BCD Dynamic output 6 : Low speed serial output
108130730 | MT4W-AA-12 | 4356 | 4 Digit | W96 X H48 X L100mm | 12-24VDC | AC Ampare (5A, 2.5A, 1A, 0.5A, 0.25A, 0.1A, 50mA) | N : Indication type (No output function) 0 : Relay contact 1 : NPN open collector 2 : PNP open collector 3 : Relay contact + 4-20mADC output 4 : Relay contact + RS485 output 5 : BCD Dynamic output 6 : Low speed serial output
108130740 | MT4W-AA-13 | 4356 | 4 Digit | W96 X H48 X L100mm | 12-24VDC | AC Ampare (5A, 2.5A, 1A, 0.5A, 0.25A, 0.1A, 50mA) | N : Indication type (No output function) 0 : Relay contact 1 : NPN open collector 2 : PNP open collector 3 : Relay contact + 4-20mADC output 4 : Relay contact + RS485 output 5 : BCD Dynamic output 6 : Low speed serial output
108130750 | MT4W-AA-14 | 4356 | 4 Digit | W96 X H48 X L100mm | 12-24VDC | AC Ampare (5A, 2.5A, 1A, 0.5A, 0.25A, 0.1A, 50mA) | N : Indication type (No output function) 0 : Relay contact 1 : NPN open collector 2 : PNP open collector 3 : Relay contact + 4-20mADC output 4 : Relay contact + RS485 output 5 : BCD Dynamic output 6 : Low speed serial output
108130760 | MT4W-AA-15 | 4356 | 4 Digit | W96 X H48 X L100mm | 12-24VDC | AC Ampare (5A, 2.5A, 1A, 0.5A, 0.25A, 0.1A, 50mA) | N : Indication type (No output function) 0 : Relay contact 1 : NPN open collector 2 : PNP open collector 3 : Relay contact + 4-20mADC output 4 : Relay contact + RS485 output 5 : BCD Dynamic output 6 : Low speed serial output
108130770 | MT4W-AA-16 | 4356 | 4 Digit | W96 X H48 X L100mm | 12-24VDC | AC Ampare (5A, 2.5A, 1A, 0.5A, 0.25A, 0.1A, 50mA) | N : Indication type (No output function) 0 : Relay contact 1 : NPN open collector 2 : PNP open collector 3 : Relay contact + 4-20mADC output 4 : Relay contact + RS485 output 5 : BCD Dynamic output 6 : Low speed serial output
108130780 | MT4W-AA-17 | 4356 | 4 Digit | W96 X H48 X L100mm | 12-24VDC | AC Ampare (5A, 2.5A, 1A, 0.5A, 0.25A, 0.1A, 50mA) | N : Indication type (No output function) 0 : Relay contact 1 : NPN open collector 2 : PNP open collector 3 : Relay contact + 4-20mADC output 4 : Relay contact + RS485 output 5 : BCD Dynamic output 6 : Low speed serial output
108130790 | MT4W-AA-18 | 4356 | 4 Digit | W96 X H48 X L100mm | 12-24VDC | AC Ampare (5A, 2.5A, 1A, 0.5A, 0.25A, 0.1A, 50mA) | N : Indication type (No output function) 0 : Relay contact 1 : NPN open collector 2 : PNP open collector 3 : Relay contact + 4-20mADC output 4 : Relay contact + RS485 output 5 : BCD Dynamic output 6 : Low speed serial output
108130800 | MT4W-AA-19 | 4356 | 4 Digit | W96 X H48 X L100mm | 12-24VDC | AC Ampare (5A, 2.5A, 1A, 0.5A, 0.25A, 0.1A, 50mA) | N : Indication type (No output function) 0 : Relay contact 1 : NPN open collector 2 : PNP open collector 3 : Relay contact + 4-20mADC output 4 : Relay contact + RS485 output 5 : BCD Dynamic output 6 : Low speed serial output
108130810 | MT4W-DV-10 | 4083.75 | 4 Digit | W96 X H48 X L100mm | 12-24VDC | DC Voltage (500V, 100V,50V,10V, 1V, 0.25V, 50mV) | N : Indication type (No output function) 0 : Relay contact 1 : NPN open collector 2 : PNP open collector 3 : Relay contact + 4-20mADC output 4 : Relay contact + RS485 output 5 : BCD Dynamic output 6 : Low speed serial output
108130820 | MT4W-DA-10 | 4083.75 | 4 Digit | W96 X H48 X L100mm | 12-24VDC | DC Ampare (5A, 2A, 0.5A, 0.2A, 50mA, 20mA, 5mA, 2mA) | N : Indication type (No output function) 0 : Relay contact 1 : NPN open collector 2 : PNP open collector 3 : Relay contact + 4-20mADC output 4 : Relay contact + RS485 output 5 : BCD Dynamic output 6 : Low speed serial output
108130830 | MT4W-AV-10 | 4356 | 4 Digit | W96 X H48 X L100mm | 12-24VDC | DC 5A, 2A, 0.5A, 0.2A, 50mA, 20mA, 5mA, 2mA | N : Indication type (No output function) 0 : Relay contact 1 : NPN open collector 2 : PNP open collector 3 : Relay contact + 4-20mADC output 4 : Relay contact + RS485 output 5 : BCD Dynamic output 6 : Low speed serial output
108130840 | MT4W-AA-10 | 4356 | 4 Digit | W96 X H48 X L100mm | 12-24VDC | AC Ampare (5A, 2.5A, 1A, 0.5A, 0.25A, 0.1A, 50mA) | N : Indication type (No output function) 0 : Relay contact 1 : NPN open collector 2 : PNP open collector 3 : Relay contact + 4-20mADC output 4 : Relay contact + RS485 output 5 : BCD Dynamic output 6 : Low speed serial output | DC Power Only
108131010 | MT4W-DV-4N | 2041.875 | 4 Digit | W96 X H48 X L100mm | 0-N | DC Voltage (500V, 100V,50V,10V, 1V, 0.25V, 50mV) | N : Indication type (No output function) 0 : Relay contact + 4-20mADC 1 : Relay contact output 2 : NPN open collector + BCD Dynamic output 3 : PNP open collector + BCD Dynamic output 4 : NPN open collector + 4-20mADC output 5 : PNP open collector + 4-20mADC output 6 : NPN open collector + Low speed serial output 7 : PNP open collector + Low speed serial output 8 : NPN open collector + RS485 output 9 : PNP open collector + RS485 output
108131020 | MT4W-DV-40 | 4083.75 | 4 Digit | W96 X H48 X L100mm | RY/CUR-N | DC Voltage (500V, 100V,50V,10V, 1V, 0.25V, 50mV) | N : Indication type (No output function) 0 : Relay contact + 4-20mADC 1 : Relay contact output 2 : NPN open collector + BCD Dynamic output 3 : PNP open collector + BCD Dynamic output 4 : NPN open collector + 4-20mADC output 5 : PNP open collector + 4-20mADC output 6 : NPN open collector + Low speed serial output 7 : PNP open collector + Low speed serial output 8 : NPN open collector + RS485 output 9 : PNP open collector + RS485 output
108131030 | MT4W-DV-41 | 3539.25 | 4 Digit | W96 X H48 X L100mm | RY-N | DC Voltage (500V, 100V,50V,10V, 1V, 0.25V, 50mV) | N : Indication type (No output function) 0 : Relay contact + 4-20mADC 1 : Relay contact output 2 : NPN open collector + BCD Dynamic output 3 : PNP open collector + BCD Dynamic output 4 : NPN open collector + 4-20mADC output 5 : PNP open collector + 4-20mADC output 6 : NPN open collector + Low speed serial output 7 : PNP open collector + Low speed serial output 8 : NPN open collector + RS485 output 9 : PNP open collector + RS485 output
108131040 | MT4W-DV-42 | 4083.75 | 4 Digit | W96 X H48 X L100mm | NPN/BCD-N | DC Voltage (500V, 100V,50V,10V, 1V, 0.25V, 50mV) | N : Indication type (No output function) 0 : Relay contact + 4-20mADC 1 : Relay contact output 2 : NPN open collector + BCD Dynamic output 3 : PNP open collector + BCD Dynamic output 4 : NPN open collector + 4-20mADC output 5 : PNP open collector + 4-20mADC output 6 : NPN open collector + Low speed serial output 7 : PNP open collector + Low speed serial output 8 : NPN open collector + RS485 output 9 : PNP open collector + RS485 output
108131050 | MT4W-DV-43 | 4083.75 | 4 Digit | W96 X H48 X L100mm | PNP/BCD-N | DC Voltage (500V, 100V,50V,10V, 1V, 0.25V, 50mV) | N : Indication type (No output function) 0 : Relay contact + 4-20mADC 1 : Relay contact output 2 : NPN open collector + BCD Dynamic output 3 : PNP open collector + BCD Dynamic output 4 : NPN open collector + 4-20mADC output 5 : PNP open collector + 4-20mADC output 6 : NPN open collector + Low speed serial output 7 : PNP open collector + Low speed serial output 8 : NPN open collector + RS485 output 9 : PNP open collector + RS485 output
108131060 | MT4W-DV-44 | 4083.75 | 4 Digit | W96 X H48 X L100mm | NPN/CUR-N | DC Voltage (500V, 100V,50V,10V, 1V, 0.25V, 50mV) | N : Indication type (No output function) 0 : Relay contact + 4-20mADC 1 : Relay contact output 2 : NPN open collector + BCD Dynamic output 3 : PNP open collector + BCD Dynamic output 4 : NPN open collector + 4-20mADC output 5 : PNP open collector + 4-20mADC output 6 : NPN open collector + Low speed serial output 7 : PNP open collector + Low speed serial output 8 : NPN open collector + RS485 output 9 : PNP open collector + RS485 output
108131070 | MT4W-DV-45 | 4083.75 | 4 Digit | W96 X H48 X L100mm | PNP/CUR-N | DC Voltage (500V, 100V,50V,10V, 1V, 0.25V, 50mV) | N : Indication type (No output function) 0 : Relay contact + 4-20mADC 1 : Relay contact output 2 : NPN open collector + BCD Dynamic output 3 : PNP open collector + BCD Dynamic output 4 : NPN open collector + 4-20mADC output 5 : PNP open collector + 4-20mADC output 6 : NPN open collector + Low speed serial output 7 : PNP open collector + Low speed serial output 8 : NPN open collector + RS485 output 9 : PNP open collector + RS485 output
108131080 | MT4W-DV-46 | 4083.75 | 4 Digit | W96 X H48 X L100mm | NPN/SERIAL-N | DC Voltage (500V, 100V,50V,10V, 1V, 0.25V, 50mV) | N : Indication type (No output function) 0 : Relay contact + 4-20mADC 1 : Relay contact output 2 : NPN open collector + BCD Dynamic output 3 : PNP open collector + BCD Dynamic output 4 : NPN open collector + 4-20mADC output 5 : PNP open collector + 4-20mADC output 6 : NPN open collector + Low speed serial output 7 : PNP open collector + Low speed serial output 8 : NPN open collector + RS485 output 9 : PNP open collector + RS485 output
108131090 | MT4W-DV-47 | 4083.75 | 4 Digit | W96 X H48 X L100mm | PNP/SERIAL-N | DC Voltage (500V, 100V,50V,10V, 1V, 0.25V, 50mV) | N : Indication type (No output function) 0 : Relay contact + 4-20mADC 1 : Relay contact output 2 : NPN open collector + BCD Dynamic output 3 : PNP open collector + BCD Dynamic output 4 : NPN open collector + 4-20mADC output 5 : PNP open collector + 4-20mADC output 6 : NPN open collector + Low speed serial output 7 : PNP open collector + Low speed serial output 8 : NPN open collector + RS485 output 9 : PNP open collector + RS485 output
108131100 | MT4W-DV-48 | 4083.75 | 4 Digit | W96 X H48 X L100mm | NPN/485-N | DC Voltage (500V, 100V,50V,10V, 1V, 0.25V, 50mV) | N : Indication type (No output function) 0 : Relay contact + 4-20mADC 1 : Relay contact output 2 : NPN open collector + BCD Dynamic output 3 : PNP open collector + BCD Dynamic output 4 : NPN open collector + 4-20mADC output 5 : PNP open collector + 4-20mADC output 6 : NPN open collector + Low speed serial output 7 : PNP open collector + Low speed serial output 8 : NPN open collector + RS485 output 9 : PNP open collector + RS485 output
108131110 | MT4W-DV-49 | 4083.75 | 4 Digit | W96 X H48 X L100mm | PNP/485-N | DC Voltage (500V, 100V,50V,10V, 1V, 0.25V, 50mV) | N : Indication type (No output function) 0 : Relay contact + 4-20mADC 1 : Relay contact output 2 : NPN open collector + BCD Dynamic output 3 : PNP open collector + BCD Dynamic output 4 : NPN open collector + 4-20mADC output 5 : PNP open collector + 4-20mADC output 6 : NPN open collector + Low speed serial output 7 : PNP open collector + Low speed serial output 8 : NPN open collector + RS485 output 9 : PNP open collector + RS485 output
108132010 | MT4W-DA-4N | 2041.875 | 4 Digit | W96 X H48 X L100mm | 0-N | DC Ampare (5A, 2A, 0.5A, 0.2A, 50mA, 20mA, 5mA, 2mA) | N : Indication type (No output function) 0 : Relay contact + 4-20mADC 1 : Relay contact output 2 : NPN open collector + BCD Dynamic output 3 : PNP open collector + BCD Dynamic output 4 : NPN open collector + 4-20mADC output 5 : PNP open collector + 4-20mADC output 6 : NPN open collector + Low speed serial output 7 : PNP open collector + Low speed serial output 8 : NPN open collector + RS485 output 9 : PNP open collector + RS485 output
108132020 | MT4W-DA-40 | 4083.75 | 4 Digit | W96 X H48 X L100mm | RY/CUR-N | DC Ampare (5A, 2A, 0.5A, 0.2A, 50mA, 20mA, 5mA, 2mA) | N : Indication type (No output function) 0 : Relay contact + 4-20mADC 1 : Relay contact output 2 : NPN open collector + BCD Dynamic output 3 : PNP open collector + BCD Dynamic output 4 : NPN open collector + 4-20mADC output 5 : PNP open collector + 4-20mADC output 6 : NPN open collector + Low speed serial output 7 : PNP open collector + Low speed serial output 8 : NPN open collector + RS485 output 9 : PNP open collector + RS485 output
108132030 | MT4W-DA-41 | 3539.25 | 4 Digit | W96 X H48 X L100mm | RY-N | DC Ampare (5A, 2A, 0.5A, 0.2A, 50mA, 20mA, 5mA, 2mA) | N : Indication type (No output function) 0 : Relay contact + 4-20mADC 1 : Relay contact output 2 : NPN open collector + BCD Dynamic output 3 : PNP open collector + BCD Dynamic output 4 : NPN open collector + 4-20mADC output 5 : PNP open collector + 4-20mADC output 6 : NPN open collector + Low speed serial output 7 : PNP open collector + Low speed serial output 8 : NPN open collector + RS485 output 9 : PNP open collector + RS485 output
108132040 | MT4W-DA-42 | 4083.75 | 4 Digit | W96 X H48 X L100mm | NPN/BCD-N | DC Ampare (5A, 2A, 0.5A, 0.2A, 50mA, 20mA, 5mA, 2mA) | N : Indication type (No output function) 0 : Relay contact + 4-20mADC 1 : Relay contact output 2 : NPN open collector + BCD Dynamic output 3 : PNP open collector + BCD Dynamic output 4 : NPN open collector + 4-20mADC output 5 : PNP open collector + 4-20mADC output 6 : NPN open collector + Low speed serial output 7 : PNP open collector + Low speed serial output 8 : NPN open collector + RS485 output 9 : PNP open collector + RS485 output
108132050 | MT4W-DA-43 | 4083.75 | 4 Digit | W96 X H48 X L100mm | PNP/BCD-N | DC Ampare (5A, 2A, 0.5A, 0.2A, 50mA, 20mA, 5mA, 2mA) | N : Indication type (No output function) 0 : Relay contact + 4-20mADC 1 : Relay contact output 2 : NPN open collector + BCD Dynamic output 3 : PNP open collector + BCD Dynamic output 4 : NPN open collector + 4-20mADC output 5 : PNP open collector + 4-20mADC output 6 : NPN open collector + Low speed serial output 7 : PNP open collector + Low speed serial output 8 : NPN open collector + RS485 output 9 : PNP open collector + RS485 output
108132060 | MT4W-DA-44 | 4083.75 | 4 Digit | W96 X H48 X L100mm | NPN/CUR-N | DC Ampare (5A, 2A, 0.5A, 0.2A, 50mA, 20mA, 5mA, 2mA) | N : Indication type (No output function) 0 : Relay contact + 4-20mADC 1 : Relay contact output 2 : NPN open collector + BCD Dynamic output 3 : PNP open collector + BCD Dynamic output 4 : NPN open collector + 4-20mADC output 5 : PNP open collector + 4-20mADC output 6 : NPN open collector + Low speed serial output 7 : PNP open collector + Low speed serial output 8 : NPN open collector + RS485 output 9 : PNP open collector + RS485 output
108132070 | MT4W-DA-45 | 4083.75 | 4 Digit | W96 X H48 X L100mm | PNP/CUR-N | DC Ampare (5A, 2A, 0.5A, 0.2A, 50mA, 20mA, 5mA, 2mA) | N : Indication type (No output function) 0 : Relay contact + 4-20mADC 1 : Relay contact output 2 : NPN open collector + BCD Dynamic output 3 : PNP open collector + BCD Dynamic output 4 : NPN open collector + 4-20mADC output 5 : PNP open collector + 4-20mADC output 6 : NPN open collector + Low speed serial output 7 : PNP open collector + Low speed serial output 8 : NPN open collector + RS485 output 9 : PNP open collector + RS485 output
108132080 | MT4W-DA-46 | 4083.75 | 4 Digit | W96 X H48 X L100mm | NPN/SERIAL-N | DC Ampare (5A, 2A, 0.5A, 0.2A, 50mA, 20mA, 5mA, 2mA) | N : Indication type (No output function) 0 : Relay contact + 4-20mADC 1 : Relay contact output 2 : NPN open collector + BCD Dynamic output 3 : PNP open collector + BCD Dynamic output 4 : NPN open collector + 4-20mADC output 5 : PNP open collector + 4-20mADC output 6 : NPN open collector + Low speed serial output 7 : PNP open collector + Low speed serial output 8 : NPN open collector + RS485 output 9 : PNP open collector + RS485 output
108132090 | MT4W-DA-47 | 4083.75 | 4 Digit | W96 X H48 X L100mm | PNP/SERIAL-N | DC Ampare (5A, 2A, 0.5A, 0.2A, 50mA, 20mA, 5mA, 2mA) | N : Indication type (No output function) 0 : Relay contact + 4-20mADC 1 : Relay contact output 2 : NPN open collector + BCD Dynamic output 3 : PNP open collector + BCD Dynamic output 4 : NPN open collector + 4-20mADC output 5 : PNP open collector + 4-20mADC output 6 : NPN open collector + Low speed serial output 7 : PNP open collector + Low speed serial output 8 : NPN open collector + RS485 output 9 : PNP open collector + RS485 output
108132100 | MT4W-DA-48 | 4083.75 | 4 Digit | W96 X H48 X L100mm | NPN/485-N | DC Ampare (5A, 2A, 0.5A, 0.2A, 50mA, 20mA, 5mA, 2mA) | N : Indication type (No output function) 0 : Relay contact + 4-20mADC 1 : Relay contact output 2 : NPN open collector + BCD Dynamic output 3 : PNP open collector + BCD Dynamic output 4 : NPN open collector + 4-20mADC output 5 : PNP open collector + 4-20mADC output 6 : NPN open collector + Low speed serial output 7 : PNP open collector + Low speed serial output 8 : NPN open collector + RS485 output 9 : PNP open collector + RS485 output
108132110 | MT4W-DA-49 | 4083.75 | 4 Digit | W96 X H48 X L100mm | PNP/485-N | DC Ampare (5A, 2A, 0.5A, 0.2A, 50mA, 20mA, 5mA, 2mA) | N : Indication type (No output function) 0 : Relay contact + 4-20mADC 1 : Relay contact output 2 : NPN open collector + BCD Dynamic output 3 : PNP open collector + BCD Dynamic output 4 : NPN open collector + 4-20mADC output 5 : PNP open collector + 4-20mADC output 6 : NPN open collector + Low speed serial output 7 : PNP open collector + Low speed serial output 8 : NPN open collector + RS485 output 9 : PNP open collector + RS485 output
108133010 | MT4W-AV-4N | 2178 | 4 Digit | W96 X H48 X L100mm | 0-N | AC Voltage (500V, 250V, 110V(P), 50V, 20V, 10V, 2V, 1V) | N : Indication type (No output function) 0 : Relay contact + 4-20mADC 1 : Relay contact output 2 : NPN open collector + BCD Dynamic output 3 : PNP open collector + BCD Dynamic output 4 : NPN open collector + 4-20mADC output 5 : PNP open collector + 4-20mADC output 6 : NPN open collector + Low speed serial output 7 : PNP open collector + Low speed serial output 8 : NPN open collector + RS485 output 9 : PNP open collector + RS485 output | 110V(P) is for 440VAC/110VAC P.T
108133020 | MT4W-AV-40 | 4356 | 4 Digit | W96 X H48 X L100mm | RY/CUR-N | AC Voltage (500V, 250V, 110V(P), 50V, 20V, 10V, 2V, 1V) | N : Indication type (No output function) 0 : Relay contact + 4-20mADC 1 : Relay contact output 2 : NPN open collector + BCD Dynamic output 3 : PNP open collector + BCD Dynamic output 4 : NPN open collector + 4-20mADC output 5 : PNP open collector + 4-20mADC output 6 : NPN open collector + Low speed serial output 7 : PNP open collector + Low speed serial output 8 : NPN open collector + RS485 output 9 : PNP open collector + RS485 output
108133030 | MT4W-AV-41 | 3743.4375 | 4 Digit | W96 X H48 X L100mm | RY-N | AC Voltage (500V, 250V, 110V(P), 50V, 20V, 10V, 2V, 1V) | N : Indication type (No output function) 0 : Relay contact + 4-20mADC 1 : Relay contact output 2 : NPN open collector + BCD Dynamic output 3 : PNP open collector + BCD Dynamic output 4 : NPN open collector + 4-20mADC output 5 : PNP open collector + 4-20mADC output 6 : NPN open collector + Low speed serial output 7 : PNP open collector + Low speed serial output 8 : NPN open collector + RS485 output 9 : PNP open collector + RS485 output
108133040 | MT4W-AV-42 | 4356 | 4 Digit | W96 X H48 X L100mm | NPN/BCD-N | AC Voltage (500V, 250V, 110V(P), 50V, 20V, 10V, 2V, 1V) |  | 110V(P) is for 440VAC/110VAC P.T
108133050 | MT4W-AV-43 | 4356 | 4 Digit | W96 X H48 X L100mm | PNP/BCD-N | AC Voltage (500V, 250V, 110V(P), 50V, 20V, 10V, 2V, 1V)
108133060 | MT4W-AV-44 | 4356 | 4 Digit | W96 X H48 X L100mm | NPN/CUR-N | AC Voltage (500V, 250V, 110V(P), 50V, 20V, 10V, 2V, 1V)
108133070 | MT4W-AV-45 | 4356 | 4 Digit | W96 X H48 X L100mm | PNP/CUR-N | AC Voltage (500V, 250V, 110V(P), 50V, 20V, 10V, 2V, 1V)
108133080 | MT4W-AV-46 | 4356 | 4 Digit | W96 X H48 X L100mm | NPN/SERIAL-N | AC Voltage (500V, 250V, 110V(P), 50V, 20V, 10V, 2V, 1V)
108133090 | MT4W-AV-47 | 4356 | 4 Digit | W96 X H48 X L100mm | PNP/SERIAL-N | AC Voltage (500V, 250V, 110V(P), 50V, 20V, 10V, 2V, 1V)
108133100 | MT4W-AV-48 | 4356 | 4 Digit | W96 X H48 X L100mm | NPN/485-N | AC Voltage (500V, 250V, 110V(P), 50V, 20V, 10V, 2V, 1V)
108133110 | MT4W-AV-49 | 4356 | 4 Digit | W96 X H48 X L100mm | PNP/485-N | AC Voltage (500V, 250V, 110V(P), 50V, 20V, 10V, 2V, 1V)
108134010 | MT4W-AA-4N | 2178 | 4 Digit | W96 X H48 X L100mm | 0-N | AC Ampare (5A, 2.5A, 1A, 0.5A, 0.25A, 0.1A, 50mA) | N : Indication type (No output function) 0 : Relay contact + 4-20mADC 1 : Relay contact output 2 : NPN open collector + BCD Dynamic output 3 : PNP open collector + BCD Dynamic output 4 : NPN open collector + 4-20mADC output 5 : PNP open collector + 4-20mADC output 6 : NPN open collector + Low speed serial output 7 : PNP open collector + Low speed serial output 8 : NPN open collector + RS485 output 9 : PNP open collector + RS485 output
108134020 | MT4W-AA-40 | 4356 | 4 Digit | W96 X H48 X L100mm | RY/CUR-N | AC Ampare (5A, 2.5A, 1A, 0.5A, 0.25A, 0.1A, 50mA) | N : Indication type (No output function) 0 : Relay contact + 4-20mADC 1 : Relay contact output 2 : NPN open collector + BCD Dynamic output 3 : PNP open collector + BCD Dynamic output 4 : NPN open collector + 4-20mADC output 5 : PNP open collector + 4-20mADC output 6 : NPN open collector + Low speed serial output 7 : PNP open collector + Low speed serial output 8 : NPN open collector + RS485 output 9 : PNP open collector + RS485 output
108134030 | MT4W-AA-41 | 3743.4375 | 4 Digit | W96 X H48 X L100mm | RY-N | AC Ampare (5A, 2.5A, 1A, 0.5A, 0.25A, 0.1A, 50mA) | N : Indication type (No output function) 0 : Relay contact + 4-20mADC 1 : Relay contact output 2 : NPN open collector + BCD Dynamic output 3 : PNP open collector + BCD Dynamic output 4 : NPN open collector + 4-20mADC output 5 : PNP open collector + 4-20mADC output 6 : NPN open collector + Low speed serial output 7 : PNP open collector + Low speed serial output 8 : NPN open collector + RS485 output 9 : PNP open collector + RS485 output
108134040 | MT4W-AA-42 | 4356 | 4 Digit | W96 X H48 X L100mm | NPN/BCD-N | AC Ampare (5A, 2.5A, 1A, 0.5A, 0.25A, 0.1A, 50mA)
108134050 | MT4W-AA-43 | 4356 | 4 Digit | W96 X H48 X L100mm | PNP/BCD-N | AC Ampare (5A, 2.5A, 1A, 0.5A, 0.25A, 0.1A, 50mA)
108134060 | MT4W-AA-44 | 4356 | 4 Digit | W96 X H48 X L100mm | NPN/CUR-N | AC Ampare (5A, 2.5A, 1A, 0.5A, 0.25A, 0.1A, 50mA)
108134070 | MT4W-AA-45 | 4356 | 4 Digit | W96 X H48 X L100mm | PNP/CUR-N | AC Ampare (5A, 2.5A, 1A, 0.5A, 0.25A, 0.1A, 50mA)
108134080 | MT4W-AA-46 | 4356 | 4 Digit | W96 X H48 X L100mm | NPN/SERIAL-N | AC Ampare (5A, 2.5A, 1A, 0.5A, 0.25A, 0.1A, 50mA)
108134090 | MT4W-AA-47 | 4356 | 4 Digit | W96 X H48 X L100mm | PNP/SERIAL-N | AC Ampare (5A, 2.5A, 1A, 0.5A, 0.25A, 0.1A, 50mA)
108134100 | MT4W-AA-48 | 4356 | 4 Digit | W96 X H48 X L100mm | NPN/485-N | AC Ampare (5A, 2.5A, 1A, 0.5A, 0.25A, 0.1A, 50mA)
108134110 | MT4W-AA-49 | 4356 | 4 Digit | W96 X H48 X L100mm | PNP/485-N | AC Ampare (5A, 2.5A, 1A, 0.5A, 0.25A, 0.1A, 50mA)
108141000 | M4NS-NA | 1701.5625 | 3½ digit | W48 X H24 X L59mm | DC4-20MA |  |  | Loop powered type
108151000 | M4YS-NA | 2246.0625 | 3½ digit (1999) | W72 X H36 X L93mm | DC4-20MA
108170010 | MT4Y-DV-4N | 2109.9375 | 4 Digit | W72 X H36 X L77mm | 0 | DC 500V, 100V,50V,10V, 1V, 0.25V, 50mV | N : Indication type (No output function) 0 : Relay contact 1 : NPN open collector 2 : PNP open collector 3 : Relay contact + 4-20mADC output 4 : Relay contact + RS485 output 5 : BCD Dynamic output 6 : Low speed serial output
108170020 | MT4Y-DV-40 | 4083.75 | 4 Digit | W72 X H36 X L77mm | RY | DC 500V, 100V,50V,10V, 1V, 0.25V, 50mV
108170030 | MT4Y-DV-41 | 4083.75 | 4 Digit | W72 X H36 X L77mm | NPN | DC 500V, 100V,50V,10V, 1V, 0.25V, 50mV
108170040 | MT4Y-DV-42 | 4083.75 | 4 Digit | W72 X H36 X L77mm | PNP | DC 500V, 100V,50V,10V, 1V, 0.25V, 50mV
108170050 | MT4Y-DV-43 | 4083.75 | 4 Digit | W72 X H36 X L77mm | RY/CUR | DC 500V, 100V,50V,10V, 1V, 0.25V, 50mV
108170060 | MT4Y-DV-44 | 4083.75 | 4 Digit | W72 X H36 X L77mm | RY/RS485 | DC 500V, 100V,50V,10V, 1V, 0.25V, 50mV
108170061 | MT4Y-XDV-44 | 0 |  |  | 100-240VAC
108170070 | MT4Y-DV-45 | 4083.75 | 4 Digit | W72 X H36 X L77mm | BCD | DC 500V, 100V,50V,10V, 1V, 0.25V, 50mV
108170080 | MT4Y-DV-46 | 4083.75 | 4 Digit | W72 X H36 X L77mm | SERIAL | DC 500V, 100V,50V,10V, 1V, 0.25V, 50mV | N : Indication type (No output function) 0 : Relay contact 1 : NPN open collector 2 : PNP open collector 3 : Relay contact + 4-20mADC output 4 : Relay contact + RS485 output 5 : BCD Dynamic output 6 : Low speed serial output
108170110 | MT4Y-DA-4N | 2109.9375 | 4 Digit | W72 X H36 X L77mm | 0 | AC 500V, 250V, 110V(P), 50V, 20V, 10V, 2V, 1V | N : Indication type (No output function) 0 : Relay contact 1 : NPN open collector 2 : PNP open collector 3 : Relay contact + 4-20mADC output 4 : Relay contact + RS485 output 5 : BCD Dynamic output 6 : Low speed serial output
108170120 | MT4Y-DA-40 | 4083.75 | 4 Digit | W72 X H36 X L77mm | RY | AC 500V, 250V, 110V(P), 50V, 20V, 10V, 2V, 1V | N : Indication type (No output function) 0 : Relay contact 1 : NPN open collector 2 : PNP open collector 3 : Relay contact + 4-20mADC output 4 : Relay contact + RS485 output 5 : BCD Dynamic output 6 : Low speed serial output
108170130 | MT4Y-DA-41 | 4083.75 | 4 Digit | W72 X H36 X L77mm | NPN | AC 500V, 250V, 110V(P), 50V, 20V, 10V, 2V, 1V | N : Indication type (No output function) 0 : Relay contact 1 : NPN open collector 2 : PNP open collector 3 : Relay contact + 4-20mADC output 4 : Relay contact + RS485 output 5 : BCD Dynamic output 6 : Low speed serial output
108170140 | MT4Y-DA-42 | 4083.75 | 4 Digit | W72 X H36 X L77mm | PNP | AC 500V, 250V, 110V(P), 50V, 20V, 10V, 2V, 1V | N : Indication type (No output function) 0 : Relay contact 1 : NPN open collector 2 : PNP open collector 3 : Relay contact + 4-20mADC output 4 : Relay contact + RS485 output 5 : BCD Dynamic output 6 : Low speed serial output
108170150 | MT4Y-DA-43 | 4083.75 | 4 Digit | W72 X H36 X L77mm | RY/CUR | AC 500V, 250V, 110V(P), 50V, 20V, 10V, 2V, 1V | N : Indication type (No output function) 0 : Relay contact 1 : NPN open collector 2 : PNP open collector 3 : Relay contact + 4-20mADC output 4 : Relay contact + RS485 output 5 : BCD Dynamic output 6 : Low speed serial output
108170160 | MT4Y-DA-44 | 4083.75 | 4 Digit | W72 X H36 X L77mm | RY/RS485 | AC 500V, 250V, 110V(P), 50V, 20V, 10V, 2V, 1V | N : Indication type (No output function) 0 : Relay contact 1 : NPN open collector 2 : PNP open collector 3 : Relay contact + 4-20mADC output 4 : Relay contact + RS485 output 5 : BCD Dynamic output 6 : Low speed serial output
108170161 | MT4Y-XDA-44 | 0 |  |  | 100-240VAC
108170170 | MT4Y-DA-45 | 4083.75 | 4 Digit | W72 X H36 X L77mm | BCD | AC 500V, 250V, 110V(P), 50V, 20V, 10V, 2V, 1V | N : Indication type (No output function) 0 : Relay contact 1 : NPN open collector 2 : PNP open collector 3 : Relay contact + 4-20mADC output 4 : Relay contact + RS485 output 5 : BCD Dynamic output 6 : Low speed serial output
108170180 | MT4Y-DA-46 | 4083.75 | 4 Digit | W72 X H36 X L77mm | SERIAL | AC 500V, 250V, 110V(P), 50V, 20V, 10V, 2V, 1V | N : Indication type (No output function) 0 : Relay contact 1 : NPN open collector 2 : PNP open collector 3 : Relay contact + 4-20mADC output 4 : Relay contact + RS485 output 5 : BCD Dynamic output 6 : Low speed serial output
108170210 | MT4Y-AV-4N | 2246.0625 | 4 Digit | W72 X H36 X L77mm | 0 | DC 5A, 2A, 0.5A, 0.2A, 50mA, 20mA, 5mA, 2mA | N : Indication type (No output function) 0 : Relay contact 1 : NPN open collector 2 : PNP open collector 3 : Relay contact + 4-20mADC output 4 : Relay contact + RS485 output 5 : BCD Dynamic output 6 : Low speed serial output
108170220 | MT4Y-AV-40 | 4356 | 4 Digit | W72 X H36 X L77mm | RY | DC 5A, 2A, 0.5A, 0.2A, 50mA, 20mA, 5mA, 2mA | N : Indication type (No output function) 0 : Relay contact 1 : NPN open collector 2 : PNP open collector 3 : Relay contact + 4-20mADC output 4 : Relay contact + RS485 output 5 : BCD Dynamic output 6 : Low speed serial output
108170230 | MT4Y-AV-41 | 4356 | 4 Digit | W72 X H36 X L77mm | NPN | DC 5A, 2A, 0.5A, 0.2A, 50mA, 20mA, 5mA, 2mA | N : Indication type (No output function) 0 : Relay contact 1 : NPN open collector 2 : PNP open collector 3 : Relay contact + 4-20mADC output 4 : Relay contact + RS485 output 5 : BCD Dynamic output 6 : Low speed serial output
108170240 | MT4Y-AV-42 | 4356 | 4 Digit | W72 X H36 X L77mm | PNP | DC 5A, 2A, 0.5A, 0.2A, 50mA, 20mA, 5mA, 2mA | N : Indication type (No output function) 0 : Relay contact 1 : NPN open collector 2 : PNP open collector 3 : Relay contact + 4-20mADC output 4 : Relay contact + RS485 output 5 : BCD Dynamic output 6 : Low speed serial output
108170250 | MT4Y-AV-43 | 4356 | 4 Digit | W72 X H36 X L77mm | RY/CUR | DC 5A, 2A, 0.5A, 0.2A, 50mA, 20mA, 5mA, 2mA | N : Indication type (No output function) 0 : Relay contact 1 : NPN open collector 2 : PNP open collector 3 : Relay contact + 4-20mADC output 4 : Relay contact + RS485 output 5 : BCD Dynamic output 6 : Low speed serial output
108170260 | MT4Y-AV-44 | 4356 | 4 Digit | W72 X H36 X L77mm | RY/RS485 | DC 5A, 2A, 0.5A, 0.2A, 50mA, 20mA, 5mA, 2mA | N : Indication type (No output function) 0 : Relay contact 1 : NPN open collector 2 : PNP open collector 3 : Relay contact + 4-20mADC output 4 : Relay contact + RS485 output 5 : BCD Dynamic output 6 : Low speed serial output
108170270 | MT4Y-AV-45 | 4356 | 4 Digit | W72 X H36 X L77mm | BCD | DC 5A, 2A, 0.5A, 0.2A, 50mA, 20mA, 5mA, 2mA | N : Indication type (No output function) 0 : Relay contact 1 : NPN open collector 2 : PNP open collector 3 : Relay contact + 4-20mADC output 4 : Relay contact + RS485 output 5 : BCD Dynamic output 6 : Low speed serial output
108170280 | MT4Y-AV-46 | 4356 | 4 Digit | W72 X H36 X L77mm | SERIAL | DC 5A, 2A, 0.5A, 0.2A, 50mA, 20mA, 5mA, 2mA | N : Indication type (No output function) 0 : Relay contact 1 : NPN open collector 2 : PNP open collector 3 : Relay contact + 4-20mADC output 4 : Relay contact + RS485 output 5 : BCD Dynamic output 6 : Low speed serial output
108170310 | MT4Y-AA-4N | 2246.0625 | 4 Digit | W72 X H36 X L77mm | 0 | AC 5A, 2.5A, 1A, 0.5A, 0.25A, 0.1A, 50mA | N : Indication type (No output function) 0 : Relay contact 1 : NPN open collector 2 : PNP open collector 3 : Relay contact + 4-20mADC output 4 : Relay contact + RS485 output 5 : BCD Dynamic output 6 : Low speed serial output
108170320 | MT4Y-AA-40 | 4356 | 4 Digit | W72 X H36 X L77mm | RY | AC 5A, 2.5A, 1A, 0.5A, 0.25A, 0.1A, 50mA
108170330 | MT4Y-AA-41 | 4356 | 4 Digit | W72 X H36 X L77mm | NPN | AC 5A, 2.5A, 1A, 0.5A, 0.25A, 0.1A, 50mA
108170340 | MT4Y-AA-42 | 4356 | 4 Digit | W72 X H36 X L77mm | PNP | AC 5A, 2.5A, 1A, 0.5A, 0.25A, 0.1A, 50mA
108170350 | MT4Y-AA-43 | 4356 | 4 Digit | W72 X H36 X L77mm | RY/CUR | AC 5A, 2.5A, 1A, 0.5A, 0.25A, 0.1A, 50mA
108170360 | MT4Y-AA-44 | 4356 | 4 Digit | W72 X H36 X L77mm | RY/RS485 | AC 5A, 2.5A, 1A, 0.5A, 0.25A, 0.1A, 50mA
108170370 | MT4Y-AA-45 | 4356 | 4 Digit | W72 X H36 X L77mm | BCD | AC 5A, 2.5A, 1A, 0.5A, 0.25A, 0.1A, 50mA
108170380 | MT4Y-AA-46 | 4356 | 4 Digit | W72 X H36 X L77mm | SERIAL | AC 5A, 2.5A, 1A, 0.5A, 0.25A, 0.1A, 50mA | N : Indication type (No output function) 0 : Relay contact 1 : NPN open collector 2 : PNP open collector 3 : Relay contact + 4-20mADC output 4 : Relay contact + RS485 output 5 : BCD Dynamic output 6 : Low speed serial output
108170390 | MT4Y-AA-47 | 4356 |  |  | RY/DC0-10V
108171010 | MT4Y-XDV-4N | 0 |  |  | 100-240VAC
108171110 | MT4Y-XDA-4N | 0 |  |  | 100-240VAC
108180010 | MT4N-DV-EN | 3484.8 | 4 Digit | W48 X H24 X L83mm | 12-24VDC/AC | DC Voltage (50V, 10V,5V,1V, 250MV, 50mV) | N : Indication type (No output function) 0 : Relay contact (2 Contacts) 1 : NPN open collector(OUT1, GO, OUT2) 2 : PNP open collector(OUT1, GO, OUT2) 3 : Relay(OUT1) + PV transmitssion (DC4-20mA) output 4 : Relay(OUT1) + RS485 output | DC Power Only
108180020 | MT4N-DV-E0 | 4532.9625 | 4 Digit | W48 X H24 X L83mm | 12-24VDC/AC | DC Voltage (50V, 10V,5V,1V, 250MV, 50mV) | N : Indication type (No output function) 0 : Relay contact (2 Contacts) 1 : NPN open collector(OUT1, GO, OUT2) 2 : PNP open collector(OUT1, GO, OUT2) 3 : Relay(OUT1) + PV transmitssion (DC4-20mA) output 4 : Relay(OUT1) + RS485 output | DC Power Only
108180030 | MT4N-DV-E1 | 4532.9625 | 4 Digit | W48 X H24 X L83mm | 12-24VDC/AC | DC Voltage (50V, 10V,5V,1V, 250MV, 50mV) | N : Indication type (No output function) 0 : Relay contact (2 Contacts) 1 : NPN open collector(OUT1, GO, OUT2) 2 : PNP open collector(OUT1, GO, OUT2) 3 : Relay(OUT1) + PV transmitssion (DC4-20mA) output 4 : Relay(OUT1) + RS485 output | DC Power Only
108180040 | MT4N-DV-E2 | 4532.9625 | 4 Digit | W48 X H24 X L83mm | 12-24VDC/AC | DC Voltage (50V, 10V,5V,1V, 250MV, 50mV) | N : Indication type (No output function) 0 : Relay contact (2 Contacts) 1 : NPN open collector(OUT1, GO, OUT2) 2 : PNP open collector(OUT1, GO, OUT2) 3 : Relay(OUT1) + PV transmitssion (DC4-20mA) output 4 : Relay(OUT1) + RS485 output | DC Power Only
108180050 | MT4N-DV-E3 | 4532.9625 | 4 Digit | W48 X H24 X L83mm | 12-24VDC/AC | DC Voltage (50V, 10V,5V,1V, 250MV, 50mV) | N : Indication type (No output function) 0 : Relay contact (2 Contacts) 1 : NPN open collector(OUT1, GO, OUT2) 2 : PNP open collector(OUT1, GO, OUT2) 3 : Relay(OUT1) + PV transmitssion (DC4-20mA) output 4 : Relay(OUT1) + RS485 output | DC Power Only
108180060 | MT4N-DV-E4 | 4532.9625 | 4 Digit | W48 X H24 X L83mm | 12-24VDC/AC | DC Voltage (50V, 10V,5V,1V, 250MV, 50mV) | N : Indication type (No output function) 0 : Relay contact (2 Contacts) 1 : NPN open collector(OUT1, GO, OUT2) 2 : PNP open collector(OUT1, GO, OUT2) 3 : Relay(OUT1) + PV transmitssion (DC4-20mA) output 4 : Relay(OUT1) + RS485 output | DC Power Only
108180070 | MT4N-DV-E5 | 0 |  |  | 12-24VDC
108180110 | MT4N-DA-EN | 3484.8 | 4 Digit | W48 X H24 X L83mm | 12-24VDC/AC | DC Ampare (500mA, 200mA, 50mA, 4-20mA, 5mA, 2mA) | N : Indication type (No output function) 0 : Relay contact (2 Contacts) 1 : NPN open collector(OUT1, GO, OUT2) 2 : PNP open collector(OUT1, GO, OUT2) 3 : Relay(OUT1) + PV transmitssion (DC4-20mA) output 4 : Relay(OUT1) + RS485 output | DC Power Only
108180120 | MT4N-DA-E0 | 4532.9625 | 4 Digit | W48 X H24 X L83mm | 12-24VDC/AC | DC Ampare (500mA, 200mA, 50mA, 4-20mA, 5mA, 2mA) | N : Indication type (No output function) 0 : Relay contact (2 Contacts) 1 : NPN open collector(OUT1, GO, OUT2) 2 : PNP open collector(OUT1, GO, OUT2) 3 : Relay(OUT1) + PV transmitssion (DC4-20mA) output 4 : Relay(OUT1) + RS485 output | DC Power Only
108180130 | MT4N-DA-E1 | 4532.9625 | 4 Digit | W48 X H24 X L83mm | 12-24VDC/AC | DC Ampare (500mA, 200mA, 50mA, 4-20mA, 5mA, 2mA) | N : Indication type (No output function) 0 : Relay contact (2 Contacts) 1 : NPN open collector(OUT1, GO, OUT2) 2 : PNP open collector(OUT1, GO, OUT2) 3 : Relay(OUT1) + PV transmitssion (DC4-20mA) output 4 : Relay(OUT1) + RS485 output | DC Power Only
108180140 | MT4N-DA-E2 | 4532.9625 | 4 Digit | W48 X H24 X L83mm | 12-24VDC/AC | DC Ampare (500mA, 200mA, 50mA, 4-20mA, 5mA, 2mA) | N : Indication type (No output function) 0 : Relay contact (2 Contacts) 1 : NPN open collector(OUT1, GO, OUT2) 2 : PNP open collector(OUT1, GO, OUT2) 3 : Relay(OUT1) + PV transmitssion (DC4-20mA) output 4 : Relay(OUT1) + RS485 output | DC Power Only
108180150 | MT4N-DA-E3 | 4532.9625 | 4 Digit | W48 X H24 X L83mm | 12-24VDC/AC | DC Ampare (500mA, 200mA, 50mA, 4-20mA, 5mA, 2mA) | N : Indication type (No output function) 0 : Relay contact (2 Contacts) 1 : NPN open collector(OUT1, GO, OUT2) 2 : PNP open collector(OUT1, GO, OUT2) 3 : Relay(OUT1) + PV transmitssion (DC4-20mA) output 4 : Relay(OUT1) + RS485 output | DC Power Only
108180160 | MT4N-DA-E4 | 4532.9625 | 4 Digit | W48 X H24 X L83mm | 12-24VDC/AC | DC Ampare (500mA, 200mA, 50mA, 4-20mA, 5mA, 2mA) | N : Indication type (No output function) 0 : Relay contact (2 Contacts) 1 : NPN open collector(OUT1, GO, OUT2) 2 : PNP open collector(OUT1, GO, OUT2) 3 : Relay(OUT1) + PV transmitssion (DC4-20mA) output 4 : Relay(OUT1) + RS485 output | DC Power Only
108180170 | MT4N-DA-E5 | 0 |  |  | 12-24VDC
108180210 | MT4N-AV-EN | 3831.9187 | 4 Digit | W48 X H24 X L83mm | 12-24VDC/AC | AC Voltage (250V, 125V, 50V, 25V, 5V, 2.5V) | N : Indication type (No output function) 0 : Relay contact (2 Contacts) 1 : NPN open collector(OUT1, GO, OUT2) 2 : PNP open collector(OUT1, GO, OUT2) 3 : Relay(OUT1) + PV transmitssion (DC4-20mA) output 4 : Relay(OUT1) + RS485 output | DC Power Only
108180220 | MT4N-AV-E0 | 4880.0813 | 4 Digit | W48 X H24 X L83mm | 12-24VDC/AC | AC Voltage (250V, 125V, 50V, 25V, 5V, 2.5V) | N : Indication type (No output function) 0 : Relay contact (2 Contacts) 1 : NPN open collector(OUT1, GO, OUT2) 2 : PNP open collector(OUT1, GO, OUT2) 3 : Relay(OUT1) + PV transmitssion (DC4-20mA) output 4 : Relay(OUT1) + RS485 output | DC Power Only
108180230 | MT4N-AV-E1 | 4880.0813 | 4 Digit | W48 X H24 X L83mm | 12-24VDC/AC | AC Voltage (250V, 125V, 50V, 25V, 5V, 2.5V) | N : Indication type (No output function) 0 : Relay contact (2 Contacts) 1 : NPN open collector(OUT1, GO, OUT2) 2 : PNP open collector(OUT1, GO, OUT2) 3 : Relay(OUT1) + PV transmitssion (DC4-20mA) output 4 : Relay(OUT1) + RS485 output | DC Power Only
108180240 | MT4N-AV-E2 | 4880.0813 | 4 Digit | W48 X H24 X L83mm | 12-24VDC/AC | AC Voltage (250V, 125V, 50V, 25V, 5V, 2.5V) | N : Indication type (No output function) 0 : Relay contact (2 Contacts) 1 : NPN open collector(OUT1, GO, OUT2) 2 : PNP open collector(OUT1, GO, OUT2) 3 : Relay(OUT1) + PV transmitssion (DC4-20mA) output 4 : Relay(OUT1) + RS485 output | DC Power Only
108180250 | MT4N-AV-E3 | 4880.0813 | 4 Digit | W48 X H24 X L83mm | 12-24VDC/AC | AC Voltage (250V, 125V, 50V, 25V, 5V, 2.5V) | N : Indication type (No output function) 0 : Relay contact (2 Contacts) 1 : NPN open collector(OUT1, GO, OUT2) 2 : PNP open collector(OUT1, GO, OUT2) 3 : Relay(OUT1) + PV transmitssion (DC4-20mA) output 4 : Relay(OUT1) + RS485 output | DC Power Only
108180260 | MT4N-AV-E4 | 4880.0813 | 4 Digit | W48 X H24 X L83mm | 12-24VDC/AC | AC Voltage (250V, 125V, 50V, 25V, 5V, 2.5V) | N : Indication type (No output function) 0 : Relay contact (2 Contacts) 1 : NPN open collector(OUT1, GO, OUT2) 2 : PNP open collector(OUT1, GO, OUT2) 3 : Relay(OUT1) + PV transmitssion (DC4-20mA) output 4 : Relay(OUT1) + RS485 output | DC Power Only
108180270 | MT4N-AV-E5 | 0 |  |  | 12-24VDC
108180310 | MT4N-AA-EN | 3831.9187 | 4 Digit | W48 X H24 X L83mm | 12-24VDC/AC | AC Ampare (5A, 2.5A, 500mA, 250mA, 100mA, 50mA) | N : Indication type (No output function) 0 : Relay contact (2 Contacts) 1 : NPN open collector(OUT1, GO, OUT2) 2 : PNP open collector(OUT1, GO, OUT2) 3 : Relay(OUT1) + PV transmitssion (DC4-20mA) output 4 : Relay(OUT1) + RS485 output | DC Power Only
108180320 | MT4N-AA-E0 | 4880.0813 | 4 Digit | W48 X H24 X L83mm | 12-24VDC/AC | AC Ampare (5A, 2.5A, 500mA, 250mA, 100mA, 50mA) | N : Indication type (No output function) 0 : Relay contact (2 Contacts) 1 : NPN open collector(OUT1, GO, OUT2) 2 : PNP open collector(OUT1, GO, OUT2) 3 : Relay(OUT1) + PV transmitssion (DC4-20mA) output 4 : Relay(OUT1) + RS485 output
108180330 | MT4N-AA-E1 | 4880.0813 | 4 Digit | W48 X H24 X L83mm | 12-24VDC/AC | AC Ampare (5A, 2.5A, 500mA, 250mA, 100mA, 50mA) | N : Indication type (No output function) 0 : Relay contact (2 Contacts) 1 : NPN open collector(OUT1, GO, OUT2) 2 : PNP open collector(OUT1, GO, OUT2) 3 : Relay(OUT1) + PV transmitssion (DC4-20mA) output 4 : Relay(OUT1) + RS485 output
108180340 | MT4N-AA-E2 | 4880.0813 | 4 Digit | W48 X H24 X L83mm | 12-24VDC/AC | AC Ampare (5A, 2.5A, 500mA, 250mA, 100mA, 50mA) | N : Indication type (No output function) 0 : Relay contact (2 Contacts) 1 : NPN open collector(OUT1, GO, OUT2) 2 : PNP open collector(OUT1, GO, OUT2) 3 : Relay(OUT1) + PV transmitssion (DC4-20mA) output 4 : Relay(OUT1) + RS485 output | DC Power Only
108180350 | MT4N-AA-E3 | 4880.0813 | 4 Digit | W48 X H24 X L83mm | 12-24VDC/AC | AC Ampare (5A, 2.5A, 500mA, 250mA, 100mA, 50mA) | N : Indication type (No output function) 0 : Relay contact (2 Contacts) 1 : NPN open collector(OUT1, GO, OUT2) 2 : PNP open collector(OUT1, GO, OUT2) 3 : Relay(OUT1) + PV transmitssion (DC4-20mA) output 4 : Relay(OUT1) + RS485 output | DC Power Only
108180360 | MT4N-AA-E4 | 4880.0813 | 4 Digit | W48 X H24 X L83mm | 12-24VDC/AC | AC Ampare (5A, 2.5A, 500mA, 250mA, 100mA, 50mA) | N : Indication type (No output function) 0 : Relay contact (2 Contacts) 1 : NPN open collector(OUT1, GO, OUT2) 2 : PNP open collector(OUT1, GO, OUT2) 3 : Relay(OUT1) + PV transmitssion (DC4-20mA) output 4 : Relay(OUT1) + RS485 output | DC Power Only
108180370 | MT4N-AA-E5 | 0 |  |  | 12-24VDC
108180510 | MT4N-DV-4N | 3484.8 | 4 Digit |  | 100-240VAC
108180520 | MT4N-DV-40 | 4532.9625 | 4 Digit |  | 100-240VAC
108180530 | MT4N-DV-41 | 4532.9625 | 4 Digit |  | 100-240VAC
108180540 | MT4N-DV-42 | 4532.9625 | 4 Digit |  | 100-240VAC
108180550 | MT4N-DV-43 | 4532.9625 | 4 Digit |  | 100-240VAC
108180560 | MT4N-DV-44 | 4532.9625 | 4 Digit |  | 100-240VAC
108180570 | MT4N-DV-45 | 0 |  |  | 100-240VAC
108180610 | MT4N-DA-4N | 3484.8 | 4 Digit |  | 100-240VAC
108180620 | MT4N-DA-40 | 4532.9625 | 4 Digit |  | 100-240VAC
108180630 | MT4N-DA-41 | 4532.9625 | 4 Digit |  | 100-240VAC
108180640 | MT4N-DA-42 | 4532.9625 | 4 Digit |  | 100-240VAC
108180650 | MT4N-DA-43 | 4532.9625 | 4 Digit |  | 100-240VAC
108180660 | MT4N-DA-44 | 4532.9625 | 4 Digit |  | 100-240VAC
108180670 | MT4N-DA-45 | 0 |  |  | 100-240VAC
108180710 | MT4N-AV-4N | 3831.9187 | 4 Digit |  | 100-240VAC
108180720 | MT4N-AV-40 | 4880.0813 | 4 Digit |  | 100-240VAC
108180730 | MT4N-AV-41 | 4880.0813 | 4 Digit |  | 100-240VAC
108180740 | MT4N-AV-42 | 4880.0813 | 4 Digit |  | 100-240VAC
108180750 | MT4N-AV-43 | 4880.0813 | 4 Digit |  | 100-240VAC
108180760 | MT4N-AV-44 | 4880.0813 | 4 Digit |  | 100-240VAC
108180770 | MT4N-AV-45 | 0 |  |  | 100-240VAC
108180810 | MT4N-AA-4N | 3831.9187 | 4 Digit |  | 100-240VAC
108180820 | MT4N-AA-40 | 4880.0813 | 4 Digit |  | 100-240VAC
108180830 | MT4N-AA-41 | 4880.0813 | 4 Digit |  | 100-240VAC
108180840 | MT4N-AA-42 | 4880.0813 | 4 Digit |  | 100-240VAC
108180850 | MT4N-AA-43 | 4880.0813 | 4 Digit |  | 100-240VAC
108180860 | MT4N-AA-44 | 4880.0813 | 4 Digit |  | 100-240VAC
108230010 | M4NN-DV-1N | 0 |  |  | 5-24VDC
108230020 | M4NN-DV-11 | 0 |  |  | 5-24VDC
108230030 | M4NN-DV-12 | 0 |  |  | 5-24VDC
108230110 | M4NN-DA-1N | 0 |  |  | 5-24VDC
108230120 | M4NN-DA-11 | 0 |  |  | 5-24VDC
108230130 | M4NN-DA-12 | 0 |  |  | 5-24VDC
108230210 | M4NN-AV-1N | 0 |  |  | 5-24VDC
108230220 | M4NN-AV-11 | 0 |  |  | 5-24VDC
108230230 | M4NN-AV-12 | 0 |  |  | 5-24VDC
108230310 | M4NN-AA-1N | 0 |  |  | 5-24VDC
108230320 | M4NN-AA-11 | 0 |  |  | 5-24VDC
108230330 | M4NN-AA-12 | 0 |  |  | 5-24VDC
1081808701 | MT4N-AA-45 | 0 |  |  | 100-240VAC