## 9.Temp
TEMPERTURE CONTROLLER
Артикул | Model | Retail price, RUR | Digit | Size | Power supply | Input | Control output | Sub Output | etc
109240070 | TZ4SP-14R | 3017.025 | 4 Digit | W48 X H48 X L95mm | 100-240VAC 50/60Hz | Thermocouple [K(CA), J(IC), R(PR), E(CR), T(CC), S(PR), N(NN), W(TT)], RTD (PT 100), Analog (1-5VDC, 0-10VDC, DC4-20mA) | Relay | Alarm1 250VAC 1A(1a)
109240080 | TZ4SP-14S | 3017.025 | 4 Digit | W48 X H48 X L95mm | 100-240VAC 50/60Hz | Thermocouple [K(CA), J(IC), R(PR), E(CR), T(CC), S(PR), N(NN), W(TT)], RTD (PT 100), Analog (1-5VDC, 0-10VDC, DC4-20mA) | SSR | Alarm1 250VAC 1A(1a)
109240090 | TZ4SP-14C | 3017.025 | 4 Digit | W48 X H48 X L95mm | 100-240VAC 50/60Hz | Thermocouple [K(CA), J(IC), R(PR), E(CR), T(CC), S(PR), N(NN), W(TT)], RTD (PT 100), Analog (1-5VDC, 0-10VDC, DC4-20mA) | Current(DC4-20mA) | Alarm1 250VAC 1A(1a)
109240110 | TZ4SP-12R | 3017.025 | 4 Digit | W48 X H48 X L95mm | 24VAC/24-48VDC | Thermocouple [K(CA), J(IC), R(PR), E(CR), T(CC), S(PR), N(NN), W(TT)], RTD (PT 100), Analog (1-5VDC, 0-10VDC, DC4-20mA) | Relay | Alarm1 250VAC 1A(1a)
109240120 | TZ4SP-12S | 3017.025 | 4 Digit | W48 X H48 X L95mm | 24VAC/24-48VDC | Thermocouple [K(CA), J(IC), R(PR), E(CR), T(CC), S(PR), N(NN), W(TT)], RTD (PT 100), Analog (1-5VDC, 0-10VDC, DC4-20mA) | SSR | Alarm1 250VAC 1A(1a)
109240130 | TZ4SP-12C | 3017.025 | 4 Digit | W48 X H48 X L95mm | 24VAC/24-48VDC | Thermocouple [K(CA), J(IC), R(PR), E(CR), T(CC), S(PR), N(NN), W(TT)], RTD (PT 100), Analog (1-5VDC, 0-10VDC, DC4-20mA) | Current(DC4-20mA) | Alarm1 250VAC 1A(1a)
109250140 | TZ4ST-R4R | 3279.375 | 4 Digit | W48 X H48 X L95mm | 100-240VAC( 24VAC/24-48VDC) | Thermocouple [K(CA), J(IC), R(PR), E(CR), T(CC), S(PR), N(NN), W(TT)], RTD (PT 100), Analog (1-5VDC, 0-10VDC, DC4-20mA) | Relay | Alarm1 + PV Transmission
109250150 | TZ4ST-R4S | 3279.375 | 4 Digit | W48 X H48 X L95mm | 100-240VAC( 24VAC/24-48VDC) | Thermocouple [K(CA), J(IC), R(PR), E(CR), T(CC), S(PR), N(NN), W(TT)], RTD (PT 100), Analog (1-5VDC, 0-10VDC, DC4-20mA) | SSR | Alarm1 + PV Transmission
109250160 | TZ4ST-R4C | 3279.375 | 4 Digit | W48 X H48 X L95mm | 100-240VAC( 24VAC/24-48VDC) | Thermocouple [K(CA), J(IC), R(PR), E(CR), T(CC), S(PR), N(NN), W(TT)], RTD (PT 100), Analog (1-5VDC, 0-10VDC, DC4-20mA) | Current(DC4-20mA) | Alarm1 + PV Transmission
109250170 | TZ4ST-14R | 3017.025 | 4 Digit | W48 X H48 X L95mm | 100-240VAC( 24VAC/24-48VDC) | Thermocouple [K(CA), J(IC), R(PR), E(CR), T(CC), S(PR), N(NN), W(TT)], RTD (PT 100), Analog (1-5VDC, 0-10VDC, DC4-20mA) | Relay | Alarm1 250VAC 1A(1a)
109250180 | TZ4ST-14S | 3017.025 | 4 Digit | W48 X H48 X L95mm | 100-240VAC( 24VAC/24-48VDC) | Thermocouple [K(CA), J(IC), R(PR), E(CR), T(CC), S(PR), N(NN), W(TT)], RTD (PT 100), Analog (1-5VDC, 0-10VDC, DC4-20mA) | SSR | Alarm1 250VAC 1A(1a)
109250190 | TZ4ST-14C | 3017.025 | 4 Digit | W48 X H48 X L95mm | 100-240VAC( 24VAC/24-48VDC) | Thermocouple [K(CA), J(IC), R(PR), E(CR), T(CC), S(PR), N(NN), W(TT)], RTD (PT 100), Analog (1-5VDC, 0-10VDC, DC4-20mA) | Current(DC4-20mA) | Alarm1 250VAC 1A(1a)
109250200 | TZ4ST-24R | 3279.375 | 4 Digit | W48 X H48 X L95mm | 100-240VAC( 24VAC/24-48VDC) | Thermocouple [K(CA), J(IC), R(PR), E(CR), T(CC), S(PR), N(NN), W(TT)], RTD (PT 100), Analog (1-5VDC, 0-10VDC, DC4-20mA) | Relay | Alarm1 + Alarm2
109250210 | TZ4ST-24S | 3279.375 | 4 Digit | W48 X H48 X L95mm | 100-240VAC( 24VAC/24-48VDC) | Thermocouple [K(CA), J(IC), R(PR), E(CR), T(CC), S(PR), N(NN), W(TT)], RTD (PT 100), Analog (1-5VDC, 0-10VDC, DC4-20mA) | SSR | Alarm1 + Alarm2
109250220 | TZ4ST-24C | 3279.375 | 4 Digit | W48 X H48 X L95mm | 100-240VAC( 24VAC/24-48VDC) | Thermocouple [K(CA), J(IC), R(PR), E(CR), T(CC), S(PR), N(NN), W(TT)], RTD (PT 100), Analog (1-5VDC, 0-10VDC, DC4-20mA) | Current(DC4-20mA) | Alarm1 + Alarm2
109250310 | TZ4ST-12R | 3017.025 | 4 Digit | W48 X H48 X L95mm | 24VAC/24-48VDC | Thermocouple [K(CA), J(IC), R(PR), E(CR), T(CC), S(PR), N(NN), W(TT)], RTD (PT 100), Analog (1-5VDC, 0-10VDC, DC4-20mA) | Relay | Alarm1 250VAC 1A(1a)
109250320 | TZ4ST-12S | 3017.025 | 4 Digit | W48 X H48 X L95mm | 24VAC/24-48VDC | Thermocouple [K(CA), J(IC), R(PR), E(CR), T(CC), S(PR), N(NN), W(TT)], RTD (PT 100), Analog (1-5VDC, 0-10VDC, DC4-20mA) | SSR | Alarm1 250VAC 1A(1a)
109250330 | TZ4ST-12C | 3017.025 | 4 Digit | W48 X H48 X L95mm | 24VAC/24-48VDC | Thermocouple [K(CA), J(IC), R(PR), E(CR), T(CC), S(PR), N(NN), W(TT)], RTD (PT 100), Analog (1-5VDC, 0-10VDC, DC4-20mA) | Current(DC4-20mA) | Alarm1 250VAC 1A(1a)
109250340 | TZ4ST-22R | 3279.375 | 4 Digit | W48 X H48 X L95mm | 24VAC/24-48VDC | Thermocouple [K(CA), J(IC), R(PR), E(CR), T(CC), S(PR), N(NN), W(TT)], RTD (PT 100), Analog (1-5VDC, 0-10VDC, DC4-20mA) | Relay | Alarm1 + Alarm2
109250350 | TZ4ST-22S | 3279.375 | 4 Digit | W48 X H48 X L95mm | 24VAC/24-48VDC | Thermocouple [K(CA), J(IC), R(PR), E(CR), T(CC), S(PR), N(NN), W(TT)], RTD (PT 100), Analog (1-5VDC, 0-10VDC, DC4-20mA) | SSR | Alarm1 + Alarm2
109250360 | TZ4ST-22C | 3279.375 | 4 Digit | W48 X H48 X L95mm | 24VAC/24-48VDC | Thermocouple [K(CA), J(IC), R(PR), E(CR), T(CC), S(PR), N(NN), W(TT)], RTD (PT 100), Analog (1-5VDC, 0-10VDC, DC4-20mA) | Current(DC4-20mA) | Alarm1 + Alarm2
109250370 | TZ4ST-R2R | 3279.375 | 4 Digit | W48 X H48 X L95mm | 24VAC/24-48VDC | Thermocouple [K(CA), J(IC), R(PR), E(CR), T(CC), S(PR), N(NN), W(TT)], RTD (PT 100), Analog (1-5VDC, 0-10VDC, DC4-20mA) | Relay | Alarm1 + PV Transmission
109250380 | TZ4ST-R2S | 3279.375 | 4 Digit | W48 X H48 X L95mm | 24VAC/24-48VDC | Thermocouple [K(CA), J(IC), R(PR), E(CR), T(CC), S(PR), N(NN), W(TT)], RTD (PT 100), Analog (1-5VDC, 0-10VDC, DC4-20mA) | SSR | Alarm1 + PV Transmission
109250390 | TZ4ST-R2C | 3279.375 | 4 Digit | W48 X H48 X L95mm | 24VAC/24-48VDC | Thermocouple [K(CA), J(IC), R(PR), E(CR), T(CC), S(PR), N(NN), W(TT)], RTD (PT 100), Analog (1-5VDC, 0-10VDC, DC4-20mA) | Current(DC4-20mA) | Alarm1 + PV Transmission
109260250 | TZ4M-B4R | 4132.0125 | 4 Digit | W72 X H72 X L100mm | 100-240VAC 50/60Hz | Thermocouple [K(CA), J(IC), R(PR), E(CR), T(CC), S(PR), N(NN), W(TT)], RTD (PT 100), Analog (1-5VDC, 0-10VDC, DC4-20mA) | Relay | Alarm1 + Alarm2 + RS485
109260260 | TZ4M-B4S | 4132.0125 | 4 Digit | W72 X H72 X L100mm | 100-240VAC 50/60Hz | Thermocouple [K(CA), J(IC), R(PR), E(CR), T(CC), S(PR), N(NN), W(TT)], RTD (PT 100), Analog (1-5VDC, 0-10VDC, DC4-20mA) | SSR | Alarm1 + Alarm2 + RS485
109260270 | TZ4M-B4C | 4132.0125 | 4 Digit | W72 X H72 X L100mm | 100-240VAC 50/60Hz | Thermocouple [K(CA), J(IC), R(PR), E(CR), T(CC), S(PR), N(NN), W(TT)], RTD (PT 100), Analog (1-5VDC, 0-10VDC, DC4-20mA) | Current(DC4-20mA) | Alarm1 + Alarm2 + RS485
109260280 | TZ4M-14R | 3672.9 | 4 Digit | W72 X H72 X L100mm | 100-240VAC 50/60Hz | Thermocouple [K(CA), J(IC), R(PR), E(CR), T(CC), S(PR), N(NN), W(TT)], RTD (PT 100), Analog (1-5VDC, 0-10VDC, DC4-20mA) | Relay | Alarm1 250VAC 1A(1a)
109260290 | TZ4M-14S | 3672.9 | 4 Digit | W72 X H72 X L100mm | 100-240VAC 50/60Hz | Thermocouple [K(CA), J(IC), R(PR), E(CR), T(CC), S(PR), N(NN), W(TT)], RTD (PT 100), Analog (1-5VDC, 0-10VDC, DC4-20mA) | SSR | Alarm1 250VAC 1A(1a)
109260300 | TZ4M-14C | 3672.9 | 4 Digit | W72 X H72 X L100mm | 100-240VAC 50/60Hz | Thermocouple [K(CA), J(IC), R(PR), E(CR), T(CC), S(PR), N(NN), W(TT)], RTD (PT 100), Analog (1-5VDC, 0-10VDC, DC4-20mA) | Current(DC4-20mA) | Alarm1 250VAC 1A(1a)
109260310 | TZ4M-24R | 3738.4875 | 4 Digit | W72 X H72 X L100mm | 100-240VAC 50/60Hz | Thermocouple [K(CA), J(IC), R(PR), E(CR), T(CC), S(PR), N(NN), W(TT)], RTD (PT 100), Analog (1-5VDC, 0-10VDC, DC4-20mA) | Relay | Alarm1 + Alarm2
109260320 | TZ4M-24S | 3738.4875 | 4 Digit | W72 X H72 X L100mm | 100-240VAC 50/60Hz | Thermocouple [K(CA), J(IC), R(PR), E(CR), T(CC), S(PR), N(NN), W(TT)], RTD (PT 100), Analog (1-5VDC, 0-10VDC, DC4-20mA) | SSR | Alarm1 + Alarm2
109260330 | TZ4M-24C | 3738.4875 | 4 Digit | W72 X H72 X L100mm | 100-240VAC 50/60Hz | Thermocouple [K(CA), J(IC), R(PR), E(CR), T(CC), S(PR), N(NN), W(TT)], RTD (PT 100), Analog (1-5VDC, 0-10VDC, DC4-20mA) | Current(DC4-20mA) | Alarm1 + Alarm2
109260340 | TZ4M-R4R | 3738.4875 | 4 Digit | W72 X H72 X L100mm | 100-240VAC 50/60Hz | Thermocouple [K(CA), J(IC), R(PR), E(CR), T(CC), S(PR), N(NN), W(TT)], RTD (PT 100), Analog (1-5VDC, 0-10VDC, DC4-20mA) | Relay | Alarm1 + PV Transmission
109260350 | TZ4M-R4S | 3738.4875 | 4 Digit | W72 X H72 X L100mm | 100-240VAC 50/60Hz | Thermocouple [K(CA), J(IC), R(PR), E(CR), T(CC), S(PR), N(NN), W(TT)], RTD (PT 100), Analog (1-5VDC, 0-10VDC, DC4-20mA) | SSR | Alarm1 + PV Transmission
109260360 | TZ4M-R4C | 3738.4875 | 4 Digit | W72 X H72 X L100mm | 100-240VAC 50/60Hz | Thermocouple [K(CA), J(IC), R(PR), E(CR), T(CC), S(PR), N(NN), W(TT)], RTD (PT 100), Analog (1-5VDC, 0-10VDC, DC4-20mA) | Current(DC4-20mA) | Alarm1 + PV Transmission
109260370 | TZ4M-T4R | 3935.25 | 4 Digit | W72 X H72 X L100mm | 100-240VAC 50/60Hz | Thermocouple [K(CA), J(IC), R(PR), E(CR), T(CC), S(PR), N(NN), W(TT)], RTD (PT 100), Analog (1-5VDC, 0-10VDC, DC4-20mA) | Relay | Alarm1 + RS485
109260380 | TZ4M-T4S | 3935.25 | 4 Digit | W72 X H72 X L100mm | 100-240VAC 50/60Hz | Thermocouple [K(CA), J(IC), R(PR), E(CR), T(CC), S(PR), N(NN), W(TT)], RTD (PT 100), Analog (1-5VDC, 0-10VDC, DC4-20mA) | SSR | Alarm1 + RS485
109260390 | TZ4M-T4C | 3935.25 | 4 Digit | W72 X H72 X L100mm | 100-240VAC 50/60Hz | Thermocouple [K(CA), J(IC), R(PR), E(CR), T(CC), S(PR), N(NN), W(TT)], RTD (PT 100), Analog (1-5VDC, 0-10VDC, DC4-20mA) | Current(DC4-20mA) | Alarm1 + RS485
109260400 | TZ4M-A4R | 3935.25 | 4 Digit | W72 X H72 X L100mm | 100-240VAC 50/60Hz | Thermocouple [K(CA), J(IC), R(PR), E(CR), T(CC), S(PR), N(NN), W(TT)], RTD (PT 100), Analog (1-5VDC, 0-10VDC, DC4-20mA) | Relay | Alarm1 + Alarm2 + PV Transmission
109260410 | TZ4M-A4S | 3935.25 | 4 Digit | W72 X H72 X L100mm | 100-240VAC 50/60Hz | Thermocouple [K(CA), J(IC), R(PR), E(CR), T(CC), S(PR), N(NN), W(TT)], RTD (PT 100), Analog (1-5VDC, 0-10VDC, DC4-20mA) | SSR | Alarm1 + Alarm2 + PV Transmission
109260420 | TZ4M-A4C | 3935.25 | 4 Digit | W72 X H72 X L100mm | 100-240VAC 50/60Hz | Thermocouple [K(CA), J(IC), R(PR), E(CR), T(CC), S(PR), N(NN), W(TT)], RTD (PT 100), Analog (1-5VDC, 0-10VDC, DC4-20mA) | Current(DC4-20mA) | Alarm1 + Alarm2 + PV Transmission
109270250 | TZ4H-B4R | 4132.0125 | 4 Digit | W48 X H96 X L100mm | 100-240VAC 50/60Hz | Thermocouple [K(CA), J(IC), R(PR), E(CR), T(CC), S(PR), N(NN), W(TT)], RTD (PT 100), Analog (1-5VDC, 0-10VDC, DC4-20mA) | Relay | Alarm1 + Alarm2 + RS485
109270260 | TZ4H-B4S | 4132.0125 | 4 Digit | W48 X H96 X L100mm | 100-240VAC 50/60Hz | Thermocouple [K(CA), J(IC), R(PR), E(CR), T(CC), S(PR), N(NN), W(TT)], RTD (PT 100), Analog (1-5VDC, 0-10VDC, DC4-20mA) | SSR | Alarm1 + Alarm2 + RS485
109270270 | TZ4H-B4C | 4132.0125 | 4 Digit | W48 X H96 X L100mm | 100-240VAC 50/60Hz | Thermocouple [K(CA), J(IC), R(PR), E(CR), T(CC), S(PR), N(NN), W(TT)], RTD (PT 100), Analog (1-5VDC, 0-10VDC, DC4-20mA) | Current(DC4-20mA) | Alarm1 + Alarm2 + RS485
109270280 | TZ4H-14R | 3672.9 | 4 Digit | W48 X H96 X L100mm | 100-240VAC 50/60Hz | Thermocouple [K(CA), J(IC), R(PR), E(CR), T(CC), S(PR), N(NN), W(TT)], RTD (PT 100), Analog (1-5VDC, 0-10VDC, DC4-20mA) | Relay | Alarm1 250VAC 1A(1a)
109270290 | TZ4H-14S | 3672.9 | 4 Digit | W48 X H96 X L100mm | 100-240VAC 50/60Hz | Thermocouple [K(CA), J(IC), R(PR), E(CR), T(CC), S(PR), N(NN), W(TT)], RTD (PT 100), Analog (1-5VDC, 0-10VDC, DC4-20mA) | SSR | Alarm1 250VAC 1A(1a)
109270300 | TZ4H-14C | 3672.9 | 4 Digit | W48 X H96 X L100mm | 100-240VAC 50/60Hz | Thermocouple [K(CA), J(IC), R(PR), E(CR), T(CC), S(PR), N(NN), W(TT)], RTD (PT 100), Analog (1-5VDC, 0-10VDC, DC4-20mA) | output | Alarm1 250VAC 1A(1a)
109270310 | TZ4H-24R | 3804.075 | 4 Digit | W48 X H96 X L100mm | 100-240VAC 50/60Hz | Thermocouple [K(CA), J(IC), R(PR), E(CR), T(CC), S(PR), N(NN), W(TT)], RTD (PT 100), Analog (1-5VDC, 0-10VDC, DC4-20mA) | Relay | Alarm1 + Alarm2
109270320 | TZ4H-24S | 3804.075 | 4 Digit | W48 X H96 X L100mm | 100-240VAC 50/60Hz | Thermocouple [K(CA), J(IC), R(PR), E(CR), T(CC), S(PR), N(NN), W(TT)], RTD (PT 100), Analog (1-5VDC, 0-10VDC, DC4-20mA) | SSR | Alarm1 + Alarm2
109270330 | TZ4H-24C | 3804.075 | 4 Digit | W48 X H96 X L100mm | 100-240VAC 50/60Hz | Thermocouple [K(CA), J(IC), R(PR), E(CR), T(CC), S(PR), N(NN), W(TT)], RTD (PT 100), Analog (1-5VDC, 0-10VDC, DC4-20mA) | Current(DC4-20mA) | Alarm1 + Alarm2
109270340 | TZ4H-R4R | 3804.075 | 4 Digit | W48 X H96 X L100mm | 100-240VAC 50/60Hz | Thermocouple [K(CA), J(IC), R(PR), E(CR), T(CC), S(PR), N(NN), W(TT)], RTD (PT 100), Analog (1-5VDC, 0-10VDC, DC4-20mA) | Relay | Alarm1 + PV Transmission
109270350 | TZ4H-R4S | 3804.075 | 4 Digit | W48 X H96 X L100mm | 100-240VAC 50/60Hz | Thermocouple [K(CA), J(IC), R(PR), E(CR), T(CC), S(PR), N(NN), W(TT)], RTD (PT 100), Analog (1-5VDC, 0-10VDC, DC4-20mA) | SSR | Alarm1 + PV Transmission
109270360 | TZ4H-R4C | 3804.075 | 4 Digit | W48 X H96 X L100mm | 100-240VAC 50/60Hz | Thermocouple [K(CA), J(IC), R(PR), E(CR), T(CC), S(PR), N(NN), W(TT)], RTD (PT 100), Analog (1-5VDC, 0-10VDC, DC4-20mA) | Current(DC4-20mA) | Alarm1 + PV Transmission
109270370 | TZ4H-T4R | 3935.25 | 4 Digit | W48 X H96 X L100mm | 100-240VAC 50/60Hz | Thermocouple [K(CA), J(IC), R(PR), E(CR), T(CC), S(PR), N(NN), W(TT)], RTD (PT 100), Analog (1-5VDC, 0-10VDC, DC4-20mA) | Relay | Alarm1 + RS485
109270380 | TZ4H-T4S | 3935.25 | 4 Digit | W48 X H96 X L100mm | 100-240VAC 50/60Hz | Thermocouple [K(CA), J(IC), R(PR), E(CR), T(CC), S(PR), N(NN), W(TT)], RTD (PT 100), Analog (1-5VDC, 0-10VDC, DC4-20mA) | SSR | Alarm1 + RS485
109270390 | TZ4H-T4C | 3935.25 | 4 Digit | W48 X H96 X L100mm | 100-240VAC 50/60Hz | Thermocouple [K(CA), J(IC), R(PR), E(CR), T(CC), S(PR), N(NN), W(TT)], RTD (PT 100), Analog (1-5VDC, 0-10VDC, DC4-20mA) | Current(DC4-20mA) | Alarm1 + RS485
109270400 | TZ4H-A4R | 3935.25 | 4 Digit | W48 X H96 X L100mm | 100-240VAC 50/60Hz | Thermocouple [K(CA), J(IC), R(PR), E(CR), T(CC), S(PR), N(NN), W(TT)], RTD (PT 100), Analog (1-5VDC, 0-10VDC, DC4-20mA) | Relay | Alarm1 + Alarm2 + PV Transmission
109270410 | TZ4H-A4S | 3935.25 | 4 Digit | W48 X H96 X L100mm | 100-240VAC 50/60Hz | Thermocouple [K(CA), J(IC), R(PR), E(CR), T(CC), S(PR), N(NN), W(TT)], RTD (PT 100), Analog (1-5VDC, 0-10VDC, DC4-20mA) | SSR | Alarm1 + Alarm2 + PV Transmission
109270420 | TZ4H-A4C | 3935.25 | 4 Digit | W48 X H96 X L100mm | 100-240VAC 50/60Hz | Thermocouple [K(CA), J(IC), R(PR), E(CR), T(CC), S(PR), N(NN), W(TT)], RTD (PT 100), Analog (1-5VDC, 0-10VDC, DC4-20mA) | Current(DC4-20mA) | Alarm1 + Alarm2 + PV Transmission
109270540 | TZ4H-22R | 3804.075 | 4 Digit | W48 X H96 X L100mm | 24VAC/24-48VDC | Thermocouple [K(CA), J(IC), R(PR), E(CR), T(CC), S(PR), N(NN), W(TT)], RTD (PT 100), Analog (1-5VDC, 0-10VDC, DC4-20mA) | Relay | Alarm1 + Alarm2
109280250 | TZ4L-B4R | 4328.775 | 4 Digit | W96 X H96 X L100mm | 100-240VAC 50/60Hz | Thermocouple [K(CA), J(IC), R(PR), E(CR), T(CC), S(PR), N(NN), W(TT)], RTD (PT 100), Analog (1-5VDC, 0-10VDC, DC4-20mA) | Relay | Alarm1 + Alarm2 + RS485
109280260 | TZ4L-B4S | 4328.775 | 4 Digit | W96 X H96 X L100mm | 100-240VAC 50/60Hz | Thermocouple [K(CA), J(IC), R(PR), E(CR), T(CC), S(PR), N(NN), W(TT)], RTD (PT 100), Analog (1-5VDC, 0-10VDC, DC4-20mA) | SSR | Alarm1 + Alarm2 + RS485
109280270 | TZ4L-B4C | 4328.775 | 4 Digit | W96 X H96 X L100mm | 100-240VAC 50/60Hz | Thermocouple [K(CA), J(IC), R(PR), E(CR), T(CC), S(PR), N(NN), W(TT)], RTD (PT 100), Analog (1-5VDC, 0-10VDC, DC4-20mA) | Current(DC4-20mA) | Alarm1 + Alarm2 + RS485
109280280 | TZ4L-14R | 3804.075 | 4 Digit | W96 X H96 X L100mm | 100-240VAC 50/60Hz | Thermocouple [K(CA), J(IC), R(PR), E(CR), T(CC), S(PR), N(NN), W(TT)], RTD (PT 100), Analog (1-5VDC, 0-10VDC, DC4-20mA) | Relay | Alarm1 250VAC 1A(1a)
109280290 | TZ4L-14S | 3804.075 | 4 Digit | W96 X H96 X L100mm | 100-240VAC 50/60Hz | Thermocouple [K(CA), J(IC), R(PR), E(CR), T(CC), S(PR), N(NN), W(TT)], RTD (PT 100), Analog (1-5VDC, 0-10VDC, DC4-20mA) | SSR | Alarm1 250VAC 1A(1a)
109280300 | TZ4L-14C | 3804.075 | 4 Digit | W96 X H96 X L100mm | 100-240VAC 50/60Hz | Thermocouple [K(CA), J(IC), R(PR), E(CR), T(CC), S(PR), N(NN), W(TT)], RTD (PT 100), Analog (1-5VDC, 0-10VDC, DC4-20mA) | Current(DC4-20mA) | Alarm1 250VAC 1A(1a)
109280310 | TZ4L-24R | 4000.8375 | 4 Digit | W96 X H96 X L100mm | 100-240VAC 50/60Hz | Thermocouple [K(CA), J(IC), R(PR), E(CR), T(CC), S(PR), N(NN), W(TT)], RTD (PT 100), Analog (1-5VDC, 0-10VDC, DC4-20mA) | Relay | Alarm1 + Alarm2
109280320 | TZ4L-24S | 4000.8375 | 4 Digit | W96 X H96 X L100mm | 100-240VAC 50/60Hz | Thermocouple [K(CA), J(IC), R(PR), E(CR), T(CC), S(PR), N(NN), W(TT)], RTD (PT 100), Analog (1-5VDC, 0-10VDC, DC4-20mA) | SSR | Alarm1 + Alarm2
109280330 | TZ4L-24C | 4000.8375 | 4 Digit | W96 X H96 X L100mm | 100-240VAC 50/60Hz | Thermocouple [K(CA), J(IC), R(PR), E(CR), T(CC), S(PR), N(NN), W(TT)], RTD (PT 100), Analog (1-5VDC, 0-10VDC, DC4-20mA) | Current(DC4-20mA) | Alarm1 + Alarm2
109280340 | TZ4L-R4R | 4000.8375 | 4 Digit | W96 X H96 X L100mm | 100-240VAC 50/60Hz | Thermocouple [K(CA), J(IC), R(PR), E(CR), T(CC), S(PR), N(NN), W(TT)], RTD (PT 100), Analog (1-5VDC, 0-10VDC, DC4-20mA) | Relay | Alarm1 + PV Transmission
109280350 | TZ4L-R4S | 4000.8375 | 4 Digit | W96 X H96 X L100mm | 100-240VAC 50/60Hz | Thermocouple [K(CA), J(IC), R(PR), E(CR), T(CC), S(PR), N(NN), W(TT)], RTD (PT 100), Analog (1-5VDC, 0-10VDC, DC4-20mA) | SSR | Alarm1 + PV Transmission
109280360 | TZ4L-R4C | 4000.8375 | 4 Digit | W96 X H96 X L100mm | 100-240VAC 50/60Hz | Thermocouple [K(CA), J(IC), R(PR), E(CR), T(CC), S(PR), N(NN), W(TT)], RTD (PT 100), Analog (1-5VDC, 0-10VDC, DC4-20mA) | Current(DC4-20mA) | Alarm1 + PV Transmission
109280370 | TZ4L-T4R | 4132.0125 | 4 Digit | W96 X H96 X L100mm | 100-240VAC 50/60Hz | Thermocouple [K(CA), J(IC), R(PR), E(CR), T(CC), S(PR), N(NN), W(TT)], RTD (PT 100), Analog (1-5VDC, 0-10VDC, DC4-20mA) | Relay | Alarm1 + RS485
109280380 | TZ4L-T4S | 4132.0125 | 4 Digit | W96 X H96 X L100mm | 100-240VAC 50/60Hz | Thermocouple [K(CA), J(IC), R(PR), E(CR), T(CC), S(PR), N(NN), W(TT)], RTD (PT 100), Analog (1-5VDC, 0-10VDC, DC4-20mA) | SSR | Alarm1 + RS485
109280390 | TZ4L-T4C | 4132.0125 | 4 Digit | W96 X H96 X L100mm | 100-240VAC 50/60Hz | Thermocouple [K(CA), J(IC), R(PR), E(CR), T(CC), S(PR), N(NN), W(TT)], RTD (PT 100), Analog (1-5VDC, 0-10VDC, DC4-20mA) | Current(DC4-20mA) | Alarm1 + RS485
109280400 | TZ4L-A4R | 4132.0125 | 4 Digit | W96 X H96 X L100mm | 100-240VAC 50/60Hz | Thermocouple [K(CA), J(IC), R(PR), E(CR), T(CC), S(PR), N(NN), W(TT)], RTD (PT 100), Analog (1-5VDC, 0-10VDC, DC4-20mA) | Relay | Alarm1 + Alarm2 + PV Transmission
109280410 | TZ4L-A4S | 4132.0125 | 4 Digit | W96 X H96 X L100mm | 100-240VAC 50/60Hz | Thermocouple [K(CA), J(IC), R(PR), E(CR), T(CC), S(PR), N(NN), W(TT)], RTD (PT 100), Analog (1-5VDC, 0-10VDC, DC4-20mA) | SSR | Alarm1 + Alarm2 + PV Transmission
109280420 | TZ4L-A4C | 4132.0125 | 4 Digit | W96 X H96 X L100mm | 100-240VAC 50/60Hz | Thermocouple [K(CA), J(IC), R(PR), E(CR), T(CC), S(PR), N(NN), W(TT)], RTD (PT 100), Analog (1-5VDC, 0-10VDC, DC4-20mA) | Current(DC4-20mA) | Alarm1 + Alarm2 + PV Transmission
109282010 | TZ4L-12R | 3804.075 | 4 Digit | W96 X H96 X L100mm | 24VAC/24-48VDC | Thermocouple [K(CA), J(IC), R(PR), E(CR), T(CC), S(PR), N(NN), W(TT)], RTD (PT 100), Analog (1-5VDC, 0-10VDC, DC4-20mA) | Relay | Alarm1 250VAC 1A(1a)
109282020 | TZ4L-12S | 3804.075 | 4 Digit | W96 X H96 X L100mm | 24VAC/24-48VDC | Thermocouple [K(CA), J(IC), R(PR), E(CR), T(CC), S(PR), N(NN), W(TT)], RTD (PT 100), Analog (1-5VDC, 0-10VDC, DC4-20mA) | SSR | Alarm1 250VAC 1A(1a)
109282030 | TZ4L-12C | 3804.075 | 4 Digit | W96 X H96 X L100mm | 24VAC/24-48VDC | Thermocouple [K(CA), J(IC), R(PR), E(CR), T(CC), S(PR), N(NN), W(TT)], RTD (PT 100), Analog (1-5VDC, 0-10VDC, DC4-20mA) | Current(DC4-20mA) | Alarm1 250VAC 1A(1a)
109282040 | TZ4L-22R | 4000.8375 | 4 Digit | W96 X H96 X L100mm | 24VAC/24-48VDC | Thermocouple [K(CA), J(IC), R(PR), E(CR), T(CC), S(PR), N(NN), W(TT)], RTD (PT 100), Analog (1-5VDC, 0-10VDC, DC4-20mA) | Relay | Alarm1 + Alarm2
109282050 | TZ4L-22S | 4000.8375 | 4 Digit | W96 X H96 X L100mm | 24VAC/24-48VDC | Thermocouple [K(CA), J(IC), R(PR), E(CR), T(CC), S(PR), N(NN), W(TT)], RTD (PT 100), Analog (1-5VDC, 0-10VDC, DC4-20mA) | SSR | Alarm1 + Alarm2
109282060 | TZ4L-22C | 4000.8375 | 4 Digit | W96 X H96 X L100mm | 24VAC/24-48VDC | Thermocouple [K(CA), J(IC), R(PR), E(CR), T(CC), S(PR), N(NN), W(TT)], RTD (PT 100), Analog (1-5VDC, 0-10VDC, DC4-20mA) | Current(DC4-20mA) | Alarm1 + Alarm2
109282070 | TZ4L-R2R | 4000.8375 | 4 Digit | W96 X H96 X L100mm | 24VAC/24-48VDC | Thermocouple [K(CA), J(IC), R(PR), E(CR), T(CC), S(PR), N(NN), W(TT)], RTD (PT 100), Analog (1-5VDC, 0-10VDC, DC4-20mA) | Relay | Alarm1 + PV Transmission
109282080 | TZ4L-R2S | 4000.8375 | 4 Digit | W96 X H96 X L100mm | 24VAC/24-48VDC | Thermocouple [K(CA), J(IC), R(PR), E(CR), T(CC), S(PR), N(NN), W(TT)], RTD (PT 100), Analog (1-5VDC, 0-10VDC, DC4-20mA) | SSR | Alarm1 + PV Transmission
109282090 | TZ4L-R2C | 4000.8375 | 4 Digit | W96 X H96 X L100mm | 24VAC/24-48VDC | Thermocouple [K(CA), J(IC), R(PR), E(CR), T(CC), S(PR), N(NN), W(TT)], RTD (PT 100), Analog (1-5VDC, 0-10VDC, DC4-20mA) | Current(DC4-20mA) | Alarm1 + PV Transmission
109282100 | TZ4L-T2R | 4132.0125 | 4 Digit | W96 X H96 X L100mm | 24VAC/24-48VDC | Thermocouple [K(CA), J(IC), R(PR), E(CR), T(CC), S(PR), N(NN), W(TT)], RTD (PT 100), Analog (1-5VDC, 0-10VDC, DC4-20mA) | Relay | Alarm1 + RS485
109282110 | TZ4L-T2S | 4132.0125 | 4 Digit | W96 X H96 X L100mm | 24VAC/24-48VDC | Thermocouple [K(CA), J(IC), R(PR), E(CR), T(CC), S(PR), N(NN), W(TT)], RTD (PT 100), Analog (1-5VDC, 0-10VDC, DC4-20mA) | SSR | Alarm1 + RS485
109282120 | TZ4L-T2C | 4132.0125 | 4 Digit | W96 X H96 X L100mm | 24VAC/24-48VDC | Thermocouple [K(CA), J(IC), R(PR), E(CR), T(CC), S(PR), N(NN), W(TT)], RTD (PT 100), Analog (1-5VDC, 0-10VDC, DC4-20mA) | Current(DC4-20mA) | Alarm1 + RS485
109282130 | TZ4L-A2R | 4132.0125 | 4 Digit | W96 X H96 X L100mm | 24VAC/24-48VDC | Thermocouple [K(CA), J(IC), R(PR), E(CR), T(CC), S(PR), N(NN), W(TT)], RTD (PT 100), Analog (1-5VDC, 0-10VDC, DC4-20mA) | Relay | Alarm1 + Alarm2 + PV Transmission
109282140 | TZ4L-A2S | 4132.0125 | 4 Digit | W96 X H96 X L100mm | 24VAC/24-48VDC | Thermocouple [K(CA), J(IC), R(PR), E(CR), T(CC), S(PR), N(NN), W(TT)], RTD (PT 100), Analog (1-5VDC, 0-10VDC, DC4-20mA) | SSR | Alarm1 + Alarm2 + PV Transmission
109282150 | TZ4L-A2C | 4132.0125 | 4 Digit | W96 X H96 X L100mm | 24VAC/24-48VDC | Thermocouple [K(CA), J(IC), R(PR), E(CR), T(CC), S(PR), N(NN), W(TT)], RTD (PT 100), Analog (1-5VDC, 0-10VDC, DC4-20mA) | Current(DC4-20mA) | Alarm1 + Alarm2 + PV Transmission
109282160 | TZ4L-B2R | 4328.775 | 4 Digit | W96 X H96 X L100mm | 24VAC/24-48VDC | Thermocouple [K(CA), J(IC), R(PR), E(CR), T(CC), S(PR), N(NN), W(TT)], RTD (PT 100), Analog (1-5VDC, 0-10VDC, DC4-20mA) | Relay | Alarm1 + Alarm2 + RS485
109282170 | TZ4L-B2S | 4328.775 | 4 Digit | W96 X H96 X L100mm | 24VAC/24-48VDC | Thermocouple [K(CA), J(IC), R(PR), E(CR), T(CC), S(PR), N(NN), W(TT)], RTD (PT 100), Analog (1-5VDC, 0-10VDC, DC4-20mA) | SSR | Alarm1 + Alarm2 + RS485
109282180 | TZ4L-B2C | 4328.775 | 4 Digit | W96 X H96 X L100mm | 24VAC/24-48VDC | Thermocouple [K(CA), J(IC), R(PR), E(CR), T(CC), S(PR), N(NN), W(TT)], RTD (PT 100), Analog (1-5VDC, 0-10VDC, DC4-20mA) | Current(DC4-20mA) | Alarm1 + Alarm2 + RS485
109290260 | TZ4W-B4R | 4132.0125 | 4 Digit | W96 X H48 X L100mm | 100-240VAC 50/60Hz | Thermocouple [K(CA), J(IC), R(PR), E(CR), T(CC), S(PR), N(NN), W(TT)], RTD (PT 100), Analog (1-5VDC, 0-10VDC, DC4-20mA) | Relay | Alarm1 + Alarm2 + RS485
109290270 | TZ4W-B4S | 4132.0125 | 4 Digit | W96 X H48 X L100mm | 100-240VAC 50/60Hz | Thermocouple [K(CA), J(IC), R(PR), E(CR), T(CC), S(PR), N(NN), W(TT)], RTD (PT 100), Analog (1-5VDC, 0-10VDC, DC4-20mA) | SSR | Alarm1 + Alarm2 + RS485
109290280 | TZ4W-B4C | 4132.0125 | 4 Digit | W96 X H48 X L100mm | 100-240VAC 50/60Hz | Thermocouple [K(CA), J(IC), R(PR), E(CR), T(CC), S(PR), N(NN), W(TT)], RTD (PT 100), Analog (1-5VDC, 0-10VDC, DC4-20mA) | Current(DC4-20mA) | Alarm1 + Alarm2 + RS485
109290290 | TZ4W-14R | 3672.9 | 4 Digit | W96 X H48 X L100mm | 100-240VAC 50/60Hz | Thermocouple [K(CA), J(IC), R(PR), E(CR), T(CC), S(PR), N(NN), W(TT)], RTD (PT 100), Analog (1-5VDC, 0-10VDC, DC4-20mA) | Relay | Alarm1 250VAC 1A(1a)
109290300 | TZ4W-14S | 3672.9 | 4 Digit | W96 X H48 X L100mm | 100-240VAC 50/60Hz | Thermocouple [K(CA), J(IC), R(PR), E(CR), T(CC), S(PR), N(NN), W(TT)], RTD (PT 100), Analog (1-5VDC, 0-10VDC, DC4-20mA) | SSR | Alarm1 250VAC 1A(1a)
109290310 | TZ4W-14C | 3672.9 | 4 Digit | W96 X H48 X L100mm | 100-240VAC 50/60Hz | Thermocouple [K(CA), J(IC), R(PR), E(CR), T(CC), S(PR), N(NN), W(TT)], RTD (PT 100), Analog (1-5VDC, 0-10VDC, DC4-20mA) | Current(DC4-20mA) | Alarm1 250VAC 1A(1a)
109290320 | TZ4W-24R | 3804.075 | 4 Digit | W96 X H48 X L100mm | 100-240VAC 50/60Hz | Thermocouple [K(CA), J(IC), R(PR), E(CR), T(CC), S(PR), N(NN), W(TT)], RTD (PT 100), Analog (1-5VDC, 0-10VDC, DC4-20mA) | Relay | Alarm1 + Alarm2
109290330 | TZ4W-24S | 3804.075 | 4 Digit | W96 X H48 X L100mm | 100-240VAC 50/60Hz | Thermocouple [K(CA), J(IC), R(PR), E(CR), T(CC), S(PR), N(NN), W(TT)], RTD (PT 100), Analog (1-5VDC, 0-10VDC, DC4-20mA) | SSR | Alarm1 + Alarm2
109290340 | TZ4W-24C | 3804.075 | 4 Digit | W96 X H48 X L100mm | 100-240VAC 50/60Hz | Thermocouple [K(CA), J(IC), R(PR), E(CR), T(CC), S(PR), N(NN), W(TT)], RTD (PT 100), Analog (1-5VDC, 0-10VDC, DC4-20mA) | Current(DC4-20mA) | Alarm1 + Alarm2
109290350 | TZ4W-R4R | 3804.075 | 4 Digit | W96 X H48 X L100mm | 100-240VAC 50/60Hz | Thermocouple [K(CA), J(IC), R(PR), E(CR), T(CC), S(PR), N(NN), W(TT)], RTD (PT 100), Analog (1-5VDC, 0-10VDC, DC4-20mA) | Relay | Alarm1 + PV Transmission
109290360 | TZ4W-R4S | 3804.075 | 4 Digit | W96 X H48 X L100mm | 100-240VAC 50/60Hz | Thermocouple [K(CA), J(IC), R(PR), E(CR), T(CC), S(PR), N(NN), W(TT)], RTD (PT 100), Analog (1-5VDC, 0-10VDC, DC4-20mA) | SSR | Alarm1 + PV Transmission
109290370 | TZ4W-R4C | 3804.075 | 4 Digit | W96 X H48 X L100mm | 100-240VAC 50/60Hz | Thermocouple [K(CA), J(IC), R(PR), E(CR), T(CC), S(PR), N(NN), W(TT)], RTD (PT 100), Analog (1-5VDC, 0-10VDC, DC4-20mA) | Current(DC4-20mA) | Alarm1 + PV Transmission
109290380 | TZ4W-T4R | 3935.25 | 4 Digit | W96 X H48 X L100mm | 100-240VAC 50/60Hz | Thermocouple [K(CA), J(IC), R(PR), E(CR), T(CC), S(PR), N(NN), W(TT)], RTD (PT 100), Analog (1-5VDC, 0-10VDC, DC4-20mA) | Relay | Alarm1 + RS485
109290390 | TZ4W-T4S | 3935.25 | 4 Digit | W96 X H48 X L100mm | 100-240VAC 50/60Hz | Thermocouple [K(CA), J(IC), R(PR), E(CR), T(CC), S(PR), N(NN), W(TT)], RTD (PT 100), Analog (1-5VDC, 0-10VDC, DC4-20mA) | SSR | Alarm1 + RS485
109290400 | TZ4W-T4C | 3935.25 | 4 Digit | W96 X H48 X L100mm | 100-240VAC 50/60Hz | Thermocouple [K(CA), J(IC), R(PR), E(CR), T(CC), S(PR), N(NN), W(TT)], RTD (PT 100), Analog (1-5VDC, 0-10VDC, DC4-20mA) | Current(DC4-20mA) | Alarm1 + RS485
109290410 | TZ4W-A4R | 3935.25 | 4 Digit | W96 X H48 X L100mm | 100-240VAC 50/60Hz | Thermocouple [K(CA), J(IC), R(PR), E(CR), T(CC), S(PR), N(NN), W(TT)], RTD (PT 100), Analog (1-5VDC, 0-10VDC, DC4-20mA) | Relay | Alarm1 + Alarm2 + PV Transmission
109290420 | TZ4W-A4S | 3935.25 | 4 Digit | W96 X H48 X L100mm | 100-240VAC 50/60Hz | Thermocouple [K(CA), J(IC), R(PR), E(CR), T(CC), S(PR), N(NN), W(TT)], RTD (PT 100), Analog (1-5VDC, 0-10VDC, DC4-20mA) | SSR | Alarm1 + Alarm2 + PV Transmission
109290430 | TZ4W-A4C | 3935.25 | 4 Digit | W96 X H48 X L100mm | 100-240VAC 50/60Hz | Thermocouple [K(CA), J(IC), R(PR), E(CR), T(CC), S(PR), N(NN), W(TT)], RTD (PT 100), Analog (1-5VDC, 0-10VDC, DC4-20mA) | Current(DC4-20mA) | Alarm1 + Alarm2 + PV Transmission
109360160 | TZN4S-14R | 3017.025 | 4 Digit | W48 X H48 X L90mm | 100-240VAC 50/60Hz | Thermocouple [K(CA), J(IC), R(PR), E(CR), T(CC), S(PR), N(NN), W(TT)], RTD (PT 100), Analog (1-5VDC, 0-10VDC, DC4-20mA) | Relay | Alarm1 250VAC 1A(1a) | 1
109360170 | TZN4S-14S | 3017.025 | 4 Digit | W48 X H48 X L90mm | 100-240VAC 50/60Hz | Thermocouple [K(CA), J(IC), R(PR), E(CR), T(CC), S(PR), N(NN), W(TT)], RTD (PT 100), Analog (1-5VDC, 0-10VDC, DC4-20mA) | SSR | Alarm1 250VAC 1A(1a) | 1
109360180 | TZN4S-14C | 3017.025 | 4 Digit | W48 X H48 X L90mm | 100-240VAC 50/60Hz | Thermocouple [K(CA), J(IC), R(PR), E(CR), T(CC), S(PR), N(NN), W(TT)], RTD (PT 100), Analog (1-5VDC, 0-10VDC, DC4-20mA) | Current(DC4-20mA) | Alarm1 250VAC 1A(1a) | 1
109370130 | TZN4M-B4R | 4132.0125 | 4 Digit | W72 X H72 X L85mm | 100-240VAC 50/60Hz | Thermocouple [K(CA), J(IC), R(PR), E(CR), T(CC), S(PR), N(NN), W(TT)], RTD (PT 100), Analog (1-5VDC, 0-10VDC, DC4-20mA) | Relay | Alarm1 + Alarm2 + RS485
109370140 | TZN4M-B4S | 4132.0125 | 4 Digit | W72 X H72 X L85mm | 100-240VAC 50/60Hz | Thermocouple [K(CA), J(IC), R(PR), E(CR), T(CC), S(PR), N(NN), W(TT)], RTD (PT 100), Analog (1-5VDC, 0-10VDC, DC4-20mA) | SSR | Alarm1 + Alarm2 + RS485
109370150 | TZN4M-B4C | 4132.0125 | 4 Digit | W72 X H72 X L85mm | 100-240VAC 50/60Hz | Thermocouple [K(CA), J(IC), R(PR), E(CR), T(CC), S(PR), N(NN), W(TT)], RTD (PT 100), Analog (1-5VDC, 0-10VDC, DC4-20mA) | Current(DC4-20mA) | Alarm1 + Alarm2 + RS485
109370160 | TZN4M-14R | 3541.725 | 4 Digit | W72 X H72 X L85mm | 100-240VAC 50/60Hz | Thermocouple [K(CA), J(IC), R(PR), E(CR), T(CC), S(PR), N(NN), W(TT)], RTD (PT 100), Analog (1-5VDC, 0-10VDC, DC4-20mA) | Relay | Alarm1 250VAC 1A(1a) | 1
109370170 | TZN4M-14S | 3541.725 | 4 Digit | W72 X H72 X L85mm | 100-240VAC 50/60Hz | Thermocouple [K(CA), J(IC), R(PR), E(CR), T(CC), S(PR), N(NN), W(TT)], RTD (PT 100), Analog (1-5VDC, 0-10VDC, DC4-20mA) | SSR | Alarm1 250VAC 1A(1a)
109370180 | TZN4M-14C | 3541.725 | 4 Digit | W72 X H72 X L85mm | 100-240VAC 50/60Hz | Thermocouple [K(CA), J(IC), R(PR), E(CR), T(CC), S(PR), N(NN), W(TT)], RTD (PT 100), Analog (1-5VDC, 0-10VDC, DC4-20mA) | Current(DC4-20mA) | Alarm1 250VAC 1A(1a)
109370190 | TZN4M-24R | 3738.4875 | 4 Digit | W72 X H72 X L85mm | 100-240VAC 50/60Hz | Thermocouple [K(CA), J(IC), R(PR), E(CR), T(CC), S(PR), N(NN), W(TT)], RTD (PT 100), Analog (1-5VDC, 0-10VDC, DC4-20mA) | Relay | Alarm1 + Alarm2
109370200 | TZN4M-24S | 3738.4875 | 4 Digit | W72 X H72 X L85mm | 100-240VAC 50/60Hz | Thermocouple [K(CA), J(IC), R(PR), E(CR), T(CC), S(PR), N(NN), W(TT)], RTD (PT 100), Analog (1-5VDC, 0-10VDC, DC4-20mA) | SSR | Alarm1 + Alarm2
109370210 | TZN4M-24C | 3738.4875 | 4 Digit | W72 X H72 X L85mm | 100-240VAC 50/60Hz | Thermocouple [K(CA), J(IC), R(PR), E(CR), T(CC), S(PR), N(NN), W(TT)], RTD (PT 100), Analog (1-5VDC, 0-10VDC, DC4-20mA) | Current(DC4-20mA) | Alarm1 + Alarm2
109370220 | TZN4M-R4R | 3738.4875 | 4 Digit | W72 X H72 X L85mm | 100-240VAC 50/60Hz | Thermocouple [K(CA), J(IC), R(PR), E(CR), T(CC), S(PR), N(NN), W(TT)], RTD (PT 100), Analog (1-5VDC, 0-10VDC, DC4-20mA) | Relay | Alarm1 + PV Transmission
109370230 | TZN4M-R4S | 3738.4875 | 4 Digit | W72 X H72 X L85mm | 100-240VAC 50/60Hz | Thermocouple [K(CA), J(IC), R(PR), E(CR), T(CC), S(PR), N(NN), W(TT)], RTD (PT 100), Analog (1-5VDC, 0-10VDC, DC4-20mA) | SSR | Alarm1 + PV Transmission
109370240 | TZN4M-R4C | 3738.4875 | 4 Digit | W72 X H72 X L85mm | 100-240VAC 50/60Hz | Thermocouple [K(CA), J(IC), R(PR), E(CR), T(CC), S(PR), N(NN), W(TT)], RTD (PT 100), Analog (1-5VDC, 0-10VDC, DC4-20mA) | Current(DC4-20mA) | Alarm1 + PV Transmission
109370250 | TZN4M-T4R | 3935.25 | 4 Digit | W72 X H72 X L85mm | 100-240VAC 50/60Hz | Thermocouple [K(CA), J(IC), R(PR), E(CR), T(CC), S(PR), N(NN), W(TT)], RTD (PT 100), Analog (1-5VDC, 0-10VDC, DC4-20mA) | Relay | Alarm1 + RS485
109370260 | TZN4M-T4S | 3935.25 | 4 Digit | W72 X H72 X L85mm | 100-240VAC 50/60Hz | Thermocouple [K(CA), J(IC), R(PR), E(CR), T(CC), S(PR), N(NN), W(TT)], RTD (PT 100), Analog (1-5VDC, 0-10VDC, DC4-20mA) | SSR | Alarm1 + RS485
109370270 | TZN4M-T4C | 3935.25 | 4 Digit | W72 X H72 X L85mm | 100-240VAC 50/60Hz | Thermocouple [K(CA), J(IC), R(PR), E(CR), T(CC), S(PR), N(NN), W(TT)], RTD (PT 100), Analog (1-5VDC, 0-10VDC, DC4-20mA) | Current(DC4-20mA) | Alarm1 + RS485
109370280 | TZN4M-A4R | 3935.25 | 4 Digit | W72 X H72 X L85mm | 100-240VAC 50/60Hz | Thermocouple [K(CA), J(IC), R(PR), E(CR), T(CC), S(PR), N(NN), W(TT)], RTD (PT 100), Analog (1-5VDC, 0-10VDC, DC4-20mA) | Relay | Alarm1 + Alarm2 + PV Transmission
109370290 | TZN4M-A4S | 3935.25 | 4 Digit | W72 X H72 X L85mm | 100-240VAC 50/60Hz | Thermocouple [K(CA), J(IC), R(PR), E(CR), T(CC), S(PR), N(NN), W(TT)], RTD (PT 100), Analog (1-5VDC, 0-10VDC, DC4-20mA) | SSR | Alarm1 + Alarm2 + PV Transmission
109370300 | TZN4M-A4C | 3935.25 | 4 Digit | W72 X H72 X L85mm | 100-240VAC 50/60Hz | Thermocouple [K(CA), J(IC), R(PR), E(CR), T(CC), S(PR), N(NN), W(TT)], RTD (PT 100), Analog (1-5VDC, 0-10VDC, DC4-20mA) | Current(DC4-20mA) | Alarm1 + Alarm2 + PV Transmission
109372010 | TZN4M-12R | 3541.725 | 4 Digit | W72 X H72 X L85mm | 24VAC/24-48VDC | Thermocouple [K(CA), J(IC), R(PR), E(CR), T(CC), S(PR), N(NN), W(TT)], RTD (PT 100), Analog (1-5VDC, 0-10VDC, DC4-20mA) | Relay | Alarm1 250VAC 1A(1a)
109372020 | TZN4M-12S | 3541.725 | 4 Digit | W72 X H72 X L85mm | 24VAC/24-48VDC | Thermocouple [K(CA), J(IC), R(PR), E(CR), T(CC), S(PR), N(NN), W(TT)], RTD (PT 100), Analog (1-5VDC, 0-10VDC, DC4-20mA) | SSR | Alarm1 250VAC 1A(1a)
109372030 | TZN4M-12C | 3541.725 | 4 Digit | W72 X H72 X L85mm | 24VAC/24-48VDC | Thermocouple [K(CA), J(IC), R(PR), E(CR), T(CC), S(PR), N(NN), W(TT)], RTD (PT 100), Analog (1-5VDC, 0-10VDC, DC4-20mA) | Current(DC4-20mA) | Alarm1 250VAC 1A(1a)
109372040 | TZN4M-22R | 3738.4875 | 4 Digit | W72 X H72 X L85mm | 24VAC/24-48VDC | Thermocouple [K(CA), J(IC), R(PR), E(CR), T(CC), S(PR), N(NN), W(TT)], RTD (PT 100), Analog (1-5VDC, 0-10VDC, DC4-20mA) | Relay | Alarm1 + Alarm2
109372050 | TZN4M-22S | 3738.4875 | 4 Digit | W72 X H72 X L85mm | 24VAC/24-48VDC | Thermocouple [K(CA), J(IC), R(PR), E(CR), T(CC), S(PR), N(NN), W(TT)], RTD (PT 100), Analog (1-5VDC, 0-10VDC, DC4-20mA) | SSR | Alarm1 + Alarm2
109372060 | TZN4M-22C | 3738.4875 | 4 Digit | W72 X H72 X L85mm | 24VAC/24-48VDC | Thermocouple [K(CA), J(IC), R(PR), E(CR), T(CC), S(PR), N(NN), W(TT)], RTD (PT 100), Analog (1-5VDC, 0-10VDC, DC4-20mA) | Current(DC4-20mA) | Alarm1 + Alarm2
109372070 | TZN4M-R2R | 3738.4875 | 4 Digit | W72 X H72 X L85mm | 24VAC/24-48VDC | Thermocouple [K(CA), J(IC), R(PR), E(CR), T(CC), S(PR), N(NN), W(TT)], RTD (PT 100), Analog (1-5VDC, 0-10VDC, DC4-20mA) | Relay | Alarm1 + PV Transmission
109372080 | TZN4M-R2S | 3738.4875 | 4 Digit | W72 X H72 X L85mm | 24VAC/24-48VDC | Thermocouple [K(CA), J(IC), R(PR), E(CR), T(CC), S(PR), N(NN), W(TT)], RTD (PT 100), Analog (1-5VDC, 0-10VDC, DC4-20mA) | SSR | Alarm1 + PV Transmission
109372090 | TZN4M-R2C | 3738.4875 | 4 Digit | W72 X H72 X L85mm | 24VAC/24-48VDC | Thermocouple [K(CA), J(IC), R(PR), E(CR), T(CC), S(PR), N(NN), W(TT)], RTD (PT 100), Analog (1-5VDC, 0-10VDC, DC4-20mA) | Current(DC4-20mA) | Alarm1 + PV Transmission
109372100 | TZN4M-T2R | 3935.25 | 4 Digit | W72 X H72 X L85mm | 24VAC/24-48VDC | Thermocouple [K(CA), J(IC), R(PR), E(CR), T(CC), S(PR), N(NN), W(TT)], RTD (PT 100), Analog (1-5VDC, 0-10VDC, DC4-20mA) | Relay | Alarm1 + RS485
109372110 | TZN4M-T2S | 3935.25 | 4 Digit | W72 X H72 X L85mm | 24VAC/24-48VDC | Thermocouple [K(CA), J(IC), R(PR), E(CR), T(CC), S(PR), N(NN), W(TT)], RTD (PT 100), Analog (1-5VDC, 0-10VDC, DC4-20mA) | SSR | Alarm1 + RS485
109372120 | TZN4M-T2C | 3935.25 | 4 Digit | W72 X H72 X L85mm | 24VAC/24-48VDC | Thermocouple [K(CA), J(IC), R(PR), E(CR), T(CC), S(PR), N(NN), W(TT)], RTD (PT 100), Analog (1-5VDC, 0-10VDC, DC4-20mA) | Current(DC4-20mA) | Alarm1 + RS485
109372130 | TZN4M-A2R | 3935.25 | 4 Digit | W72 X H72 X L85mm | 24VAC/24-48VDC | Thermocouple [K(CA), J(IC), R(PR), E(CR), T(CC), S(PR), N(NN), W(TT)], RTD (PT 100), Analog (1-5VDC, 0-10VDC, DC4-20mA) | Relay | Alarm1 + Alarm2 + PV Transmission
109372140 | TZN4M-A2S | 3935.25 | 4 Digit | W72 X H72 X L85mm | 24VAC/24-48VDC | Thermocouple [K(CA), J(IC), R(PR), E(CR), T(CC), S(PR), N(NN), W(TT)], RTD (PT 100), Analog (1-5VDC, 0-10VDC, DC4-20mA) | SSR | Alarm1 + Alarm2 + PV Transmission
109372150 | TZN4M-A2C | 3935.25 | 4 Digit | W72 X H72 X L85mm | 24VAC/24-48VDC | Thermocouple [K(CA), J(IC), R(PR), E(CR), T(CC), S(PR), N(NN), W(TT)], RTD (PT 100), Analog (1-5VDC, 0-10VDC, DC4-20mA) | Current(DC4-20mA) | Alarm1 + Alarm2 + PV Transmission
109372160 | TZN4M-B2R | 4132.0125 | 4 Digit | W72 X H72 X L85mm | 24VAC/24-48VDC | Thermocouple [K(CA), J(IC), R(PR), E(CR), T(CC), S(PR), N(NN), W(TT)], RTD (PT 100), Analog (1-5VDC, 0-10VDC, DC4-20mA) | Relay | Alarm1 + Alarm2 + RS485
109372170 | TZN4M-B2S | 4132.0125 | 4 Digit | W72 X H72 X L85mm | 24VAC/24-48VDC | Thermocouple [K(CA), J(IC), R(PR), E(CR), T(CC), S(PR), N(NN), W(TT)], RTD (PT 100), Analog (1-5VDC, 0-10VDC, DC4-20mA) | SSR | Alarm1 + Alarm2 + RS485
109372180 | TZN4M-B2C | 4132.0125 | 4 Digit | W72 X H72 X L85mm | 24VAC/24-48VDC | Thermocouple [K(CA), J(IC), R(PR), E(CR), T(CC), S(PR), N(NN), W(TT)], RTD (PT 100), Analog (1-5VDC, 0-10VDC, DC4-20mA) | Current(DC4-20mA) | Alarm1 + Alarm2 + RS485
109500010 | TZN4H-14R | 3672.9 | 4 Digit | W96 X H48 X L100mm | 100-240VAC 50/60Hz | Thermocouple [K(CA), J(IC), R(PR), E(CR), T(CC), S(PR), N(NN), W(TT)], RTD (PT 100), Analog (1-5VDC, 0-10VDC, DC4-20mA) | Relay | Alarm1 250VAC 1A(1a)
109500020 | TZN4H-14S | 3672.9 | 4 Digit | W96 X H48 X L100mm | 100-240VAC 50/60Hz | Thermocouple [K(CA), J(IC), R(PR), E(CR), T(CC), S(PR), N(NN), W(TT)], RTD (PT 100), Analog (1-5VDC, 0-10VDC, DC4-20mA) | SSR | Alarm1 250VAC 1A(1a)
109500030 | TZN4H-14C | 3672.9 | 4 Digit | W96 X H48 X L100mm | 100-240VAC 50/60Hz | Thermocouple [K(CA), J(IC), R(PR), E(CR), T(CC), S(PR), N(NN), W(TT)], RTD (PT 100), Analog (1-5VDC, 0-10VDC, DC4-20mA) | Current(DC4-20mA) | Alarm1 250VAC 1A(1a)
109500040 | TZN4H-24R | 3804.075 | 4 Digit | W96 X H48 X L100mm | 100-240VAC 50/60Hz | Thermocouple [K(CA), J(IC), R(PR), E(CR), T(CC), S(PR), N(NN), W(TT)], RTD (PT 100), Analog (1-5VDC, 0-10VDC, DC4-20mA) | Relay | Alarm1 + Alarm2
109500050 | TZN4H-24S | 3804.075 | 4 Digit | W96 X H48 X L100mm | 100-240VAC 50/60Hz | Thermocouple [K(CA), J(IC), R(PR), E(CR), T(CC), S(PR), N(NN), W(TT)], RTD (PT 100), Analog (1-5VDC, 0-10VDC, DC4-20mA) | SSR | Alarm1 + Alarm2
109500060 | TZN4H-24C | 3804.075 | 4 Digit | W96 X H48 X L100mm | 100-240VAC 50/60Hz | Thermocouple [K(CA), J(IC), R(PR), E(CR), T(CC), S(PR), N(NN), W(TT)], RTD (PT 100), Analog (1-5VDC, 0-10VDC, DC4-20mA) | Current(DC4-20mA) | Alarm1 + Alarm2
109500070 | TZN4H-R4R | 3804.075 | 4 Digit | W96 X H48 X L100mm | 100-240VAC 50/60Hz | Thermocouple [K(CA), J(IC), R(PR), E(CR), T(CC), S(PR), N(NN), W(TT)], RTD (PT 100), Analog (1-5VDC, 0-10VDC, DC4-20mA) | Relay | Alarm1 + PV Transmission
109500080 | TZN4H-R4S | 3804.075 | 4 Digit | W96 X H48 X L100mm | 100-240VAC 50/60Hz | Thermocouple [K(CA), J(IC), R(PR), E(CR), T(CC), S(PR), N(NN), W(TT)], RTD (PT 100), Analog (1-5VDC, 0-10VDC, DC4-20mA) | SSR | Alarm1 + PV Transmission
109500090 | TZN4H-R4C | 3804.075 | 4 Digit | W96 X H48 X L100mm | 100-240VAC 50/60Hz | Thermocouple [K(CA), J(IC), R(PR), E(CR), T(CC), S(PR), N(NN), W(TT)], RTD (PT 100), Analog (1-5VDC, 0-10VDC, DC4-20mA) | Current(DC4-20mA) | Alarm1 + PV Transmission
109500100 | TZN4H-A4R | 3935.25 | 4 Digit | W96 X H48 X L100mm | 100-240VAC 50/60Hz | Thermocouple [K(CA), J(IC), R(PR), E(CR), T(CC), S(PR), N(NN), W(TT)], RTD (PT 100), Analog (1-5VDC, 0-10VDC, DC4-20mA) | Relay | Alarm1 + Alarm2 + PV Transmission
109500110 | TZN4H-A4S | 3935.25 | 4 Digit | W96 X H48 X L100mm | 100-240VAC 50/60Hz | Thermocouple [K(CA), J(IC), R(PR), E(CR), T(CC), S(PR), N(NN), W(TT)], RTD (PT 100), Analog (1-5VDC, 0-10VDC, DC4-20mA) | SSR | Alarm1 + Alarm2 + PV Transmission
109500120 | TZN4H-A4C | 3935.25 | 4 Digit | W96 X H48 X L100mm | 100-240VAC 50/60Hz | Thermocouple [K(CA), J(IC), R(PR), E(CR), T(CC), S(PR), N(NN), W(TT)], RTD (PT 100), Analog (1-5VDC, 0-10VDC, DC4-20mA) | Current(DC4-20mA) | Alarm1 + Alarm2 + PV Transmission
109500130 | TZN4H-T4R | 3935.25 | 4 Digit | W96 X H48 X L100mm | 100-240VAC 50/60Hz | Thermocouple [K(CA), J(IC), R(PR), E(CR), T(CC), S(PR), N(NN), W(TT)], RTD (PT 100), Analog (1-5VDC, 0-10VDC, DC4-20mA) | Relay | Alarm1 + RS485
109500140 | TZN4H-T4S | 3935.25 | 4 Digit | W96 X H48 X L100mm | 100-240VAC 50/60Hz | Thermocouple [K(CA), J(IC), R(PR), E(CR), T(CC), S(PR), N(NN), W(TT)], RTD (PT 100), Analog (1-5VDC, 0-10VDC, DC4-20mA) | SSR | Alarm1 + RS485
109500150 | TZN4H-T4C | 3935.25 | 4 Digit | W96 X H48 X L100mm | 100-240VAC 50/60Hz | Thermocouple [K(CA), J(IC), R(PR), E(CR), T(CC), S(PR), N(NN), W(TT)], RTD (PT 100), Analog (1-5VDC, 0-10VDC, DC4-20mA) | Current(DC4-20mA) | Alarm1 + RS485
109500160 | TZN4H-B4R | 4132.0125 | 4 Digit | W96 X H48 X L100mm | 100-240VAC 50/60Hz | Thermocouple [K(CA), J(IC), R(PR), E(CR), T(CC), S(PR), N(NN), W(TT)], RTD (PT 100), Analog (1-5VDC, 0-10VDC, DC4-20mA) | Relay | Alarm1 + Alarm2 + RS485
109500170 | TZN4H-B4S | 4132.0125 | 4 Digit | W96 X H48 X L100mm | 100-240VAC 50/60Hz | Thermocouple [K(CA), J(IC), R(PR), E(CR), T(CC), S(PR), N(NN), W(TT)], RTD (PT 100), Analog (1-5VDC, 0-10VDC, DC4-20mA) | SSR | Alarm1 + Alarm2 + RS485
109500180 | TZN4H-B4C | 4132.0125 | 4 Digit | W96 X H48 X L100mm | 100-240VAC 50/60Hz | Thermocouple [K(CA), J(IC), R(PR), E(CR), T(CC), S(PR), N(NN), W(TT)], RTD (PT 100), Analog (1-5VDC, 0-10VDC, DC4-20mA) | Current(DC4-20mA) | Alarm1 + Alarm2 + RS485
109510010 | TZN4L-14R | 3804.075 | 4 Digit | W96 X H96 X L100mm | 100-240VAC 50/60Hz | Thermocouple [K(CA), J(IC), R(PR), E(CR), T(CC), S(PR), N(NN), W(TT)], RTD (PT 100), Analog (1-5VDC, 0-10VDC, DC4-20mA) | Relay | Alarm1 250VAC 1A(1a)
109510020 | TZN4L-14S | 3804.075 | 4 Digit | W96 X H96 X L100mm | 100-240VAC 50/60Hz | Thermocouple [K(CA), J(IC), R(PR), E(CR), T(CC), S(PR), N(NN), W(TT)], RTD (PT 100), Analog (1-5VDC, 0-10VDC, DC4-20mA) | SSR | Alarm1 250VAC 1A(1a)
109510030 | TZN4L-14C | 3804.075 | 4 Digit | W96 X H96 X L100mm | 100-240VAC 50/60Hz | Thermocouple [K(CA), J(IC), R(PR), E(CR), T(CC), S(PR), N(NN), W(TT)], RTD (PT 100), Analog (1-5VDC, 0-10VDC, DC4-20mA) | Current(DC4-20mA) | Alarm1 250VAC 1A(1a)
109510040 | TZN4L-24R | 4000.8375 | 4 Digit | W96 X H96 X L100mm | 100-240VAC 50/60Hz | Thermocouple [K(CA), J(IC), R(PR), E(CR), T(CC), S(PR), N(NN), W(TT)], RTD (PT 100), Analog (1-5VDC, 0-10VDC, DC4-20mA) | Relay | Alarm1 + Alarm2
109510050 | TZN4L-24S | 4000.8375 | 4 Digit | W96 X H96 X L100mm | 100-240VAC 50/60Hz | Thermocouple [K(CA), J(IC), R(PR), E(CR), T(CC), S(PR), N(NN), W(TT)], RTD (PT 100), Analog (1-5VDC, 0-10VDC, DC4-20mA) | SSR | Alarm1 + Alarm2
109510060 | TZN4L-24C | 4000.8375 | 4 Digit | W96 X H96 X L100mm | 100-240VAC 50/60Hz | Thermocouple [K(CA), J(IC), R(PR), E(CR), T(CC), S(PR), N(NN), W(TT)], RTD (PT 100), Analog (1-5VDC, 0-10VDC, DC4-20mA) | Current(DC4-20mA) | Alarm1 + Alarm2
109510070 | TZN4L-R4R | 4000.8375 | 4 Digit | W96 X H96 X L100mm | 100-240VAC 50/60Hz | Thermocouple [K(CA), J(IC), R(PR), E(CR), T(CC), S(PR), N(NN), W(TT)], RTD (PT 100), Analog (1-5VDC, 0-10VDC, DC4-20mA) | Relay | Alarm1 + PV Transmission
109510080 | TZN4L-R4S | 4000.8375 | 4 Digit | W96 X H96 X L100mm | 100-240VAC 50/60Hz | Thermocouple [K(CA), J(IC), R(PR), E(CR), T(CC), S(PR), N(NN), W(TT)], RTD (PT 100), Analog (1-5VDC, 0-10VDC, DC4-20mA) | SSR | Alarm1 + PV Transmission
109510090 | TZN4L-R4C | 4000.8375 | 4 Digit | W96 X H96 X L100mm | 100-240VAC 50/60Hz | Thermocouple [K(CA), J(IC), R(PR), E(CR), T(CC), S(PR), N(NN), W(TT)], RTD (PT 100), Analog (1-5VDC, 0-10VDC, DC4-20mA) | Current(DC4-20mA) | Alarm1 + PV Transmission
109510100 | TZN4L-A4R | 4132.0125 | 4 Digit | W96 X H96 X L100mm | 100-240VAC 50/60Hz | Thermocouple [K(CA), J(IC), R(PR), E(CR), T(CC), S(PR), N(NN), W(TT)], RTD (PT 100), Analog (1-5VDC, 0-10VDC, DC4-20mA) | Relay | Alarm1 + Alarm2 + PV Transmission
109510110 | TZN4L-A4S | 4132.0125 | 4 Digit | W96 X H96 X L100mm | 100-240VAC 50/60Hz | Thermocouple [K(CA), J(IC), R(PR), E(CR), T(CC), S(PR), N(NN), W(TT)], RTD (PT 100), Analog (1-5VDC, 0-10VDC, DC4-20mA) | SSR | Alarm1 + Alarm2 + PV Transmission
109510120 | TZN4L-A4C | 4132.0125 | 4 Digit | W96 X H96 X L100mm | 100-240VAC 50/60Hz | Thermocouple [K(CA), J(IC), R(PR), E(CR), T(CC), S(PR), N(NN), W(TT)], RTD (PT 100), Analog (1-5VDC, 0-10VDC, DC4-20mA) | Current(DC4-20mA) | Alarm1 + Alarm2 + PV Transmission
109510130 | TZN4L-T4R | 4132.0125 | 4 Digit | W96 X H96 X L100mm | 100-240VAC 50/60Hz | Thermocouple [K(CA), J(IC), R(PR), E(CR), T(CC), S(PR), N(NN), W(TT)], RTD (PT 100), Analog (1-5VDC, 0-10VDC, DC4-20mA) | Relay | Alarm1 + RS485
109510140 | TZN4L-T4S | 4132.0125 | 4 Digit | W96 X H96 X L100mm | 100-240VAC 50/60Hz | Thermocouple [K(CA), J(IC), R(PR), E(CR), T(CC), S(PR), N(NN), W(TT)], RTD (PT 100), Analog (1-5VDC, 0-10VDC, DC4-20mA) | SSR | Alarm1 + RS485
109510150 | TZN4L-T4C | 4132.0125 | 4 Digit | W96 X H96 X L100mm | 100-240VAC 50/60Hz | Thermocouple [K(CA), J(IC), R(PR), E(CR), T(CC), S(PR), N(NN), W(TT)], RTD (PT 100), Analog (1-5VDC, 0-10VDC, DC4-20mA) | Current(DC4-20mA) | Alarm1 + RS485
109510160 | TZN4L-B4R | 4328.775 | 4 Digit | W96 X H96 X L100mm | 100-240VAC 50/60Hz | Thermocouple [K(CA), J(IC), R(PR), E(CR), T(CC), S(PR), N(NN), W(TT)], RTD (PT 100), Analog (1-5VDC, 0-10VDC, DC4-20mA) | Relay | Alarm1 + Alarm2 + RS485
109510170 | TZN4L-B4S | 4328.775 | 4 Digit | W96 X H96 X L100mm | 100-240VAC 50/60Hz | Thermocouple [K(CA), J(IC), R(PR), E(CR), T(CC), S(PR), N(NN), W(TT)], RTD (PT 100), Analog (1-5VDC, 0-10VDC, DC4-20mA) | SSR | Alarm1 + Alarm2 + RS485
109510180 | TZN4L-B4C | 4328.775 | 4 Digit | W96 X H96 X L100mm | 100-240VAC 50/60Hz | Thermocouple [K(CA), J(IC), R(PR), E(CR), T(CC), S(PR), N(NN), W(TT)], RTD (PT 100), Analog (1-5VDC, 0-10VDC, DC4-20mA) | Current(DC4-20mA) | Alarm1 + Alarm2 + RS485
109530010 | TZN4W-14R | 3672.9 | 4 Digit | W96 X H48 X L100mm | 100-240VAC 50/60Hz | Thermocouple [K(CA), J(IC), R(PR), E(CR), T(CC), S(PR), N(NN), W(TT)], RTD (PT 100), Analog (1-5VDC, 0-10VDC, DC4-20mA) | Relay | Alarm1 250VAC 1A(1a)
109530020 | TZN4W-14S | 3672.9 | 4 Digit | W96 X H48 X L100mm | 100-240VAC 50/60Hz | Thermocouple [K(CA), J(IC), R(PR), E(CR), T(CC), S(PR), N(NN), W(TT)], RTD (PT 100), Analog (1-5VDC, 0-10VDC, DC4-20mA) | SSR | Alarm1 250VAC 1A(1a)
109530030 | TZN4W-14C | 3672.9 | 4 Digit | W96 X H48 X L100mm | 100-240VAC 50/60Hz | Thermocouple [K(CA), J(IC), R(PR), E(CR), T(CC), S(PR), N(NN), W(TT)], RTD (PT 100), Analog (1-5VDC, 0-10VDC, DC4-20mA) | Current(DC4-20mA) | Alarm1 250VAC 1A(1a)
109530040 | TZN4W-24R | 3804.075 | 4 Digit | W96 X H48 X L100mm | 100-240VAC 50/60Hz | Thermocouple [K(CA), J(IC), R(PR), E(CR), T(CC), S(PR), N(NN), W(TT)], RTD (PT 100), Analog (1-5VDC, 0-10VDC, DC4-20mA) | Relay | Alarm1 + Alarm2
109530050 | TZN4W-24S | 3804.075 | 4 Digit | W96 X H48 X L100mm | 100-240VAC 50/60Hz | Thermocouple [K(CA), J(IC), R(PR), E(CR), T(CC), S(PR), N(NN), W(TT)], RTD (PT 100), Analog (1-5VDC, 0-10VDC, DC4-20mA) | SSR | Alarm1 + Alarm2
109530060 | TZN4W-24C | 3804.075 | 4 Digit | W96 X H48 X L100mm | 100-240VAC 50/60Hz | Thermocouple [K(CA), J(IC), R(PR), E(CR), T(CC), S(PR), N(NN), W(TT)], RTD (PT 100), Analog (1-5VDC, 0-10VDC, DC4-20mA) | Current(DC4-20mA) | Alarm1 + Alarm2
109530070 | TZN4W-R4R | 3804.075 | 4 Digit | W96 X H48 X L100mm | 100-240VAC 50/60Hz | Thermocouple [K(CA), J(IC), R(PR), E(CR), T(CC), S(PR), N(NN), W(TT)], RTD (PT 100), Analog (1-5VDC, 0-10VDC, DC4-20mA) | Relay | Alarm1 + PV Transmission
109530080 | TZN4W-R4S | 3804.075 | 4 Digit | W96 X H48 X L100mm | 100-240VAC 50/60Hz | Thermocouple [K(CA), J(IC), R(PR), E(CR), T(CC), S(PR), N(NN), W(TT)], RTD (PT 100), Analog (1-5VDC, 0-10VDC, DC4-20mA) | SSR | Alarm1 + PV Transmission
109530090 | TZN4W-R4C | 3804.075 | 4 Digit | W96 X H48 X L100mm | 100-240VAC 50/60Hz | Thermocouple [K(CA), J(IC), R(PR), E(CR), T(CC), S(PR), N(NN), W(TT)], RTD (PT 100), Analog (1-5VDC, 0-10VDC, DC4-20mA) | Current(DC4-20mA) | Alarm1 + PV Transmission
109530100 | TZN4W-A4R | 3935.25 | 4 Digit | W96 X H48 X L100mm | 100-240VAC 50/60Hz | Thermocouple [K(CA), J(IC), R(PR), E(CR), T(CC), S(PR), N(NN), W(TT)], RTD (PT 100), Analog (1-5VDC, 0-10VDC, DC4-20mA) | Relay | Alarm1 + Alarm2 + PV Transmission
109530110 | TZN4W-A4S | 3935.25 | 4 Digit | W96 X H48 X L100mm | 100-240VAC 50/60Hz | Thermocouple [K(CA), J(IC), R(PR), E(CR), T(CC), S(PR), N(NN), W(TT)], RTD (PT 100), Analog (1-5VDC, 0-10VDC, DC4-20mA) | SSR | Alarm1 + Alarm2 + PV Transmission
109530120 | TZN4W-A4C | 3935.25 | 4 Digit | W96 X H48 X L100mm | 100-240VAC 50/60Hz | Thermocouple [K(CA), J(IC), R(PR), E(CR), T(CC), S(PR), N(NN), W(TT)], RTD (PT 100), Analog (1-5VDC, 0-10VDC, DC4-20mA) | Current(DC4-20mA) | Alarm1 + Alarm2 + PV Transmission
109530130 | TZN4W-T4R | 3935.25 | 4 Digit | W96 X H48 X L100mm | 100-240VAC 50/60Hz | Thermocouple [K(CA), J(IC), R(PR), E(CR), T(CC), S(PR), N(NN), W(TT)], RTD (PT 100), Analog (1-5VDC, 0-10VDC, DC4-20mA) | Relay | Alarm1 + RS485
109530140 | TZN4W-T4S | 3935.25 | 4 Digit | W96 X H48 X L100mm | 100-240VAC 50/60Hz | Thermocouple [K(CA), J(IC), R(PR), E(CR), T(CC), S(PR), N(NN), W(TT)], RTD (PT 100), Analog (1-5VDC, 0-10VDC, DC4-20mA) | SSR | Alarm1 + RS485
109530150 | TZN4W-T4C | 3935.25 | 4 Digit | W96 X H48 X L100mm | 100-240VAC 50/60Hz | Thermocouple [K(CA), J(IC), R(PR), E(CR), T(CC), S(PR), N(NN), W(TT)], RTD (PT 100), Analog (1-5VDC, 0-10VDC, DC4-20mA) | Current(DC4-20mA) | Alarm1 + RS485
109530160 | TZN4W-B4R | 4132.0125 | 4 Digit | W96 X H48 X L100mm | 100-240VAC 50/60Hz | Thermocouple [K(CA), J(IC), R(PR), E(CR), T(CC), S(PR), N(NN), W(TT)], RTD (PT 100), Analog (1-5VDC, 0-10VDC, DC4-20mA) | Relay | Alarm1 + Alarm2 + RS485
109530170 | TZN4W-B4S | 4132.0125 | 4 Digit | W96 X H48 X L100mm | 100-240VAC 50/60Hz | Thermocouple [K(CA), J(IC), R(PR), E(CR), T(CC), S(PR), N(NN), W(TT)], RTD (PT 100), Analog (1-5VDC, 0-10VDC, DC4-20mA) | SSR | Alarm1 + Alarm2 + RS485
109530180 | TZN4W-B4C | 4132.0125 | 4 Digit | W96 X H48 X L100mm | 100-240VAC 50/60Hz | Thermocouple [K(CA), J(IC), R(PR), E(CR), T(CC), S(PR), N(NN), W(TT)], RTD (PT 100), Analog (1-5VDC, 0-10VDC, DC4-20mA) | Current(DC4-20mA) | Alarm1 + Alarm2 + RS485
109900010 | TZXX | 282.0262 | [6 empty] | CUR
109900020 | TZXX | 282.0262 | [6 empty] | SSR
199990130 | TZ4ST-14R CASE | 0 | [6 empty] | CASE
Артикул | Model | Retail price, RUR | Digit | Size | Power supply | Input | Output | Counting speed | etc
109300180 | TB42-14C | 3541.725 | 4 Digit | Display part W60 X H60mm Control part W65 X H78mm | 100-240VAC 50/60Hz | K(CA), J(IC) RTD (PT 100) | Current(DC4-20mA) | Alarm1 250VAC 0.5A(1a) | 100MM_1
109300220 | TB42-14C | 3541.725 | 4 Digit |  |  | 300MM_1 |  |  | 300MM_1
109301070 | TB42-14C-MT | 0 | [6 empty] | 300MM
109300150 | TB42-14N | 3541.725 | 4 Digit |  |  | 100MM_1 |  |  | 100MM_1
109300190 | TB42-14N | 3541.725 | 4 Digit |  |  | 300MM_1 |  |  | 300MM_1
109300160 | TB42-14R | 3541.725 | 4 Digit | Display part W60 X H60mm Control part W65 X H78mm | 100-240VAC 50/60Hz | K(CA), J(IC) RTD (PT 100) | Relay | Alarm1 250VAC 0.5A(1a) | 100MM_1
109300200 | TB42-14R | 3541.725 | 4 Digit |  |  | 300MM_1 |  |  | 300MM_1
109301020 | TB42-14R-MT | 0 | [6 empty] | 300MM
109300170 | TB42-14S | 3541.725 | 4 Digit | Display part W60 X H60mm Control part W65 X H78mm | 100-240VAC 50/60Hz | K(CA), J(IC) RTD (PT 100) | SSR | Alarm1 250VAC 0.5A(1a)
109300210 | TB42-14S | 3541.725 | 4 Digit |  |  | 300MM_1
109300140 | TB42-14S-US | 3541.725 | 4 Digit | Display part W60 X H60mm Control part W65 X H78mm | 100-240VAC 50/60Hz | K(CA), J(IC) 150MM RTD (PT 100) |  | Alarm1 250VAC 0.5A(1a)
109300141 | TB42-14S-US2 | 3541.725 | 4 Digit | Display part W60 X H60mm Control part W65 X H78mm | 100-240VAC 50/60Hz | K(CA), J(IC) 150MM RTD (PT 100) |  | Alarm1 250VAC 0.5A(1a)
109300142 | TB42-14S-US3 | 5950.098 | 4 Digit | Display part W60 X H60mm Control part W65 X H78mm | 100-240VAC 50/60Hz | 150MM |  | Alarm1 250VAC 0.5A(1a)
109300143 | TB42-14S-US4 | 5950.098 | 4 Digit | Display part W60 X H60mm Control part W65 X H78mm | 100-240VAC 50/60Hz | 150MM |  | Alarm1 250VAC 0.5A(1a)
109300062 | TB42-14S-Z08 | 3541.725 | 4 Digit | Display part W60 X H60mm Control part W65 X H78mm | 100-240VAC 50/60Hz | K(CA), J(IC) RTD (PT 100) |  | Alarm1 250VAC 0.5A(1a)
Артикул | Model | Retail price, RUR | Digit | Size | Power supply | POLE SIZE |  |  | etc
109420000 | THD-R-C | 4591.125 | None | W60 X H80 X L33.5mm | DC 24V | Optional(100mm/200mm)
109420003 | THD-R-C | 0 | [6 empty] | 24VDC
109420010 | THD-R-V | 4591.125 | None | W60 X H80 X L33.5mm | DC 24V | Optional(100mm/200mm)
109420011 | THD-R-V | 0 | [6 empty] | 24VDC
109420020 | THD-R-T | 5247 | None | W60 X H80 X L33.5mm | DC 24V | Optional(100mm/200mm)
109420022 | THD-R-T | 0 | [6 empty] | 24VDC
109420030 | THD-R-PT | 983.8125 | None |  | NONE | NONE
109420040 | THD-R-PT/C | 4591.125 | None | W60 X H80 X L33.5mm | DC 24V | NONE
109420042 | THD-R-PT/C | 0 | [6 empty] | 24VDC
109420050 | THD-R-T | 0 | [6 empty] | HS
109420210 | THD-P-S | 0 | [6 empty] | 5VDC,IIC ЕлЅЕ
109420510 | THD-DD1-C | 6886.6875 | 3 Digit | W72 X H85 X L34mm | DC 24V | Optional(100mm/200mm)
109420511 | THD-DD1-C | 0 | [6 empty] | 24VDC
109420520 | THD-DD1-V | 6886.6875 | 3 Digit | W72 X H85 X L34mm | DC 24V | Optional(100mm/200mm)
109420521 | THD-DD1-V | 0 | [6 empty] | 24VDC
109420530 | THD-DD1-T | 7214.625 | 3 Digit | W72 X H85 X L34mm | DC 24V | Optional(100mm/200mm)
109420531 | THD-DD1-T | 0 | [6 empty] | 24VDC
109420540 | THD-DD2-C | 6886.6875 | 3 Digit | W72 X H85 X L34mm | DC 24V | Optional(100mm/200mm)
109420541 | THD-DD2-C | 0 | [6 empty] | 24VDC
109420550 | THD-DD2-V | 6886.6875 | 3 Digit | W72 X H85 X L34mm | DC 24V | Optional(100mm/200mm)
109420551 | THD-DD2-V | 0 | [6 empty] | 24VDC
109420560 | THD-DD2-T | 7214.625 | 3 Digit | W72 X H85 X L34mm | DC 24V | Optional(100mm/200mm)
109420561 | THD-DD2-T | 0 | [6 empty] | 24VDC
109420570 | THD-D1-C | 6230.8125 | None | W72 X H85 X L34mm | DC 24V | Optional(100mm/200mm)
109420571 | THD-D1-C | 0 | [6 empty] | 24VDC
109420580 | THD-D1-V | 6230.8125 | None | W72 X H85 X L34mm | DC 24V | Optional(100mm/200mm)
109420581 | THD-D1-V | 0 | [6 empty] | 24VDC
109420590 | THD-D1-T | 6558.75 | None | W72 X H85 X L34mm | DC 24V | Optional(100mm/200mm)
109420591 | THD-D1-T | 0 | [6 empty] | 24VDC
109420600 | THD-D2-C | 6230.8125 | None | W72 X H85 X L34mm | DC 24V | Optional(100mm/200mm)
109420601 | THD-D2-C | 0 | [6 empty] | 24VDC
109420610 | THD-D2-V | 6230.8125 | None | W72 X H85 X L34mm | DC 24V | Optional(100mm/200mm)
109420611 | THD-D2-V | 0 | [6 empty] | 24VDC
109420620 | THD-D2-T | 6558.75 | None | W72 X H85 X L34mm | DC 24V | Optional(100mm/200mm)
109420621 | THD-D2-T | 0 | [6 empty] | 24VDC
109421010 | THD-WD1-C | 6886.6875 | 3 Digit | W72 X H85 X L34mm | DC 24V | Optional(100mm/200mm)
109421011 | THD-WD1-C | 0 | [6 empty] | 24VDC
109421020 | THD-WD1-V | 6886.6875 | 3 Digit | W72 X H85 X L34mm | DC 24V | Optional(100mm/200mm)
109421021 | THD-WD1-V | 0 | [6 empty] | 24VDC
109421030 | THD-WD1-T | 7214.625 | 3 Digit | W72 X H85 X L34mm | DC 24V | Optional(100mm/200mm)
109421031 | THD-WD1-T | 0 | [6 empty] | 24VDC
109421040 | THD-WD2-C | 6886.6875 | 3 Digit | W72 X H85 X L34mm | DC 24V | Optional(100mm/200mm)
109421041 | THD-WD2-C | 0 | [6 empty] | 24VDC
109421050 | THD-WD2-V | 6886.6875 | 3 Digit | W72 X H85 X L34mm | DC 24V | Optional(100mm/200mm)
109421051 | THD-WD2-V | 0 | [6 empty] | 24VDC
109421060 | THD-WD2-T | 7214.625 | 3 Digit | W72 X H85 X L34mm | DC 24V | Optional(100mm/200mm)
109421061 | THD-WD2-T | 0 | [6 empty] | 24VDC
109421070 | THD-W1-C | 6230.8125 | None | W72 X H85 X L34mm | DC 24V | Optional(100mm/200mm)
109421071 | THD-W1-C | 0 | [6 empty] | 24VDC
109421080 | THD-W1-V | 6230.8125 | None | W72 X H85 X L34mm | DC 24V | Optional(100mm/200mm)
109421081 | THD-W1-V | 0 | [6 empty] | 24VDC
109421090 | THD-W1-T | 6558.75 | None | W72 X H85 X L34mm | DC 24V | Optional(100mm/200mm)
109421091 | THD-W1-T | 0 | [6 empty] | 24VDC
109421100 | THD-W2-C | 6230.8125 | None | W72 X H85 X L34mm | DC 24V | Optional(100mm/200mm)
109421101 | THD-W2-C | 0 | [6 empty] | 24VDC
109421110 | THD-W2-V | 6230.8125 | None | W72 X H85 X L34mm | DC 24V | Optional(100mm/200mm)
109421111 | THD-W2-V | 0 | [6 empty] | 24VDC
109421120 | THD-W2-T | 6558.75 | None | W72 X H85 X L34mm | DC 24V | Optional(100mm/200mm)
109421121 | THD-W2-T | 0 | [6 empty] | 24VDC
109429010 | THD-CO2 | 0 | [6 empty] | 24VDC
109810100 | THD-RM | 0 | [6 empty] | 0
Артикул | Model | Retail price, RUR | Digit | Size | Power supply | Input | Main Output | Sub Output | etc
109060010 | T3NI-NXNP0C | 1442.925 | 3 Digit | W48 X H24 X L48mm | 12-24VDC | RTD | None | None | Terminal
109060020 | T3NI-NXNP4C | 1442.925 | 3 Digit
109070010 | T3SI-N4NP1C | 2033.2125 | 3 Digit
109070011 | T3SI-N4NP1C-N | 0 | [6 empty] | 0
109070030 | T3SI-N4NP4C | 2033.2125 | 3 Digit
109070031 | T3SI-N4NP4C-N | 0 | [6 empty] | 0
109070050 | T3SI-N4NJ4C | 2033.2125 | 3 Digit | W48 X H48 X L88mm | 100-240VAC 50/60Hz | K(CA), J(IC), RTD | None | Alarm output 250VAC 1A(1c) | Terminal
109070051 | T3SI-N4NJ4C-N | 0 | [6 empty] | 0
109070070 | T3SI-N4NK8C | 2033.2125 | 3 Digit
109070071 | T3SI-N4NK8C-N | 0 | [6 empty] | 0
109080010 | T4YI-N4NP0C | 2033.2125 | 4 Digit
109080011 | T4YI-N4NP0C-N | 0 | [6 empty] | 0
109080020 | T4YI-N4NP4C | 2033.2125 | 4 Digit
109080021 | T4YI-N4NP4C-N | 0 | [6 empty] | 0
109080030 | T4YI-N4NJ5C | 2033.2125 | 4 Digit | W72 X H36 X L93mm | 100-240VAC 50/60Hz | K(CA), J(IC), RTD | None |  | Terminal
109080031 | T4YI-N4NJ5C-N | 0 | [6 empty] | 0
109080040 | T4YI-N4NKCC | 2033.2125 | 4 Digit
109080041 | T4YI-N4NKCC-N | 0 | [6 empty] | 0
109090010 | T4WI-N3NP0C | 2033.2125 | 4 Digit
109090011 | T4WI-N3NP0F | 2033.2125 | 4 Digit
109090012 | T4WI-N4NP0C-N | 0 | [6 empty] | 0
109090013 | T4WI-N4NP0F-N | 0 | [6 empty] | 0
109090020 | T4WI-N3NP4C | 2033.2125 | 4 Digit
109090021 | T4WI-N3NP8F | 2033.2125 | 4 Digit
109090022 | T4WI-N4NP4C-N | 0 | [6 empty] | 0
109090023 | T4WI-N4NP8F-N | 0 | [6 empty] | 0
109090030 | T4WI-N3NJ5C | 2033.2125 | 4 Digit | W96 X H48 X 99.6mm | 110/220VAC | K(CA), J(IC), RTD | None | None | Terminal
109090031 | T4WI-N3NJ8F | 2033.2125 | 4 Digit
109090032 | T4WI-N3NJAF | 2033.2125 | 4 Digit
109090033 | T4WI-N4NJ5C-N | 0 | [6 empty] | 0
109090034 | T4WI-N4NJ8F-N | 0 | [6 empty] | 0
109090035 | T4WI-N4NJAF-N | 0 | [6 empty] | 0
109090040 | T4WI-N3NKCC | 2033.2125 | 4 Digit
109090041 | T4WI-N4NKCC-N | 0 | [6 empty] | 0
109100000 | T4MI-XXXXXX | 2164.3875 | 4 Digit | [5 empty] | 0
109100010 | T4MI-N3NP0C | 2164.3875 | 4 Digit
109100011 | T4MI-N4NP0C-N | 0 | [6 empty] | 0
109100020 | T4MI-N3NP4C | 2164.3875 | 4 Digit
109100021 | T4MI-N4NP4C-N | 0 | [6 empty] | 0
109100030 | T4MI-N3NJ4C | 2164.3875 | 4 Digit | W72 X H72 X L112mm | 110/220VAC | K(CA), J(IC), RTD, R(PR) | None | None | Terminal
109100031 | T4MI-N4NJ4C-N | 0 | [6 empty] | 0
109100050 | T4MI-N3NK8C | 2164.3875 | 4 Digit
109100051 | T4MI-N4NK8C-N | 0 | [6 empty] | 0
109100060 | T4MI-N3NKCC | 2164.3875 | 4 Digit
109100061 | T4MI-N4NKCC-N | 0 | [6 empty] | 0
109100070 | T4MI-N3NRFC | 2164.3875 | 4 Digit
109100071 | T4MI-N4NRFC-N | 0 | [6 empty] | 0
109110010 | T3HI-N3NP0C | 2164.3875 | 3 Digit
109110011 | T3HI-N4NP0C-N | 0 | [6 empty] | 0
109110020 | T3HI-N3NP4C | 2164.3875 | 3 Digit
109110021 | T3HI-N4NP4C-N | 0 | [6 empty] | 0
109110030 | T3HI-N3NJ4C | 2164.3875 | 3 Digit | W48 X H96 X L134mm | 110/220VAC | K(CA), J(IC), RTD | None | Sub output 250VAC 1A(1a) | Terminal
109110031 | T3HI-N4NJ4C-N | 0 | [6 empty] | 0
109110060 | T3HI-N3NKAC | 2164.3875 | 3 Digit
109110061 | T3HI-N4NKAC-N | 0 | [6 empty] | 0
109120010 | T4LI-N3NP0C | 2557.9125 | 4 Digit
109120011 | T4LI-N4NP0C-N | 0 | [6 empty] | 0
109120020 | T4LI-N3NP4C | 2557.9125 | 4 Digit
109120021 | T4LI-N4NP4C-N | 0 | [6 empty] | 0
109120030 | T4LI-N3NJ4C | 2557.9125 | 4 Digit | W96 X H96 X L100mm | 110/220VAC | K(CA), J(IC), RTD, R(PR) | None | Relay 250VAC 2A (1c) | Terminal
109120031 | T4LI-N4NJ4C-N | 0 | [6 empty] | 0
109120050 | T4LI-N3NK8C | 2557.9125 | 4 Digit
109120051 | T4LI-N4NK8C-N | 0 | [6 empty] | 0
109120060 | T4LI-N3NKCC | 2557.9125 | 4 Digit
109120061 | T4LI-N4NKCC-N | 0 | [6 empty] | 0
109120070 | T4LI-N3NRFC | 2557.9125 | 4 Digit
109120072 | T4LI-N4NRFC-N | 0 | [6 empty] | 0
109130010 | T3S-B4RP1C | 2689.0875 | 3 Digit
109130012 | T3S-B4RP1C-N | 0 | [6 empty] | 0
109130020 | T3S-B4SP1C | 2689.0875 | 3 Digit | [5 empty] | 0
109130022 | T3S-B4SP1C-N | 0 | [6 empty] | 0
109130030 | T3S-B4CP1C | 2689.0875 | 3 Digit
109130031 | T3S-B4CP1C-N | 0 | [6 empty] | 0
109130040 | T3S-B4RP2C | 2689.0875 | 3 Digit
109130041 | T3S-B4RP2C-N | 0 | [6 empty] | 0
109130050 | T3S-B4SP2C | 2689.0875 | 3 Digit
109130051 | T3S-B4SP2C-N | 0 | [6 empty] | 0
109130060 | T3S-B4CP2C | 2689.0875 | 3 Digit
109130061 | T3S-B4CP2C-N | 0 | [6 empty] | 0
109130070 | T3S-B4RP4C | 2689.0875 | 3 Digit
109130071 | T3S-B4RP4C-N | 0 | [6 empty] | 0
109130080 | T3S-B4SP4C | 2689.0875 | 3 Digit
109130081 | T3S-B4SP4C-N | 0 | [6 empty] | 0
109130090 | T3S-B4CP4C | 2689.0875 | 3 Digit
109130091 | T3S-B4CP4C-N | 0 | [6 empty] | 0
109130100 | T3S-B4RJ2C | 2689.0875 | 3 Digit
109130101 | T3S-B4RJ2C-N | 0 | [6 empty] | 0
109130110 | T3S-B4SJ2C | 2689.0875 | 3 Digit
109130111 | T3S-B4SJ2C-N | 0 | [6 empty] | 0
109130120 | T3S-B4CJ2C | 2689.0875 | 3 Digit | W48 X H48 X L88mm | 100-240VAC 50/60Hz | K(CA), J(IC), RTD | Relay,SSR,Current(4-20mA) | None | Terminal
109130121 | T3S-B4CJ2C-N | 0 | [6 empty] | 0
109130130 | T3S-B4RJ4C | 2689.0875 | 3 Digit
109130131 | T3S-B4RJ4F | 2689.0875 | 3 Digit
109130133 | T3S-B4RJ4C-N | 0 | [6 empty] | 0
109130134 | T3S-B4RJ4F-N | 0 | [6 empty] | 0
109130140 | T3S-B4SJ4C | 2689.0875 | 3 Digit
109130141 | T3S-B4SJ4F | 2689.0875 | 3 Digit
109130142 | T3S-B4SJ4C-N | 0 | [6 empty] | 0
109130143 | T3S-B4SJ4F-N | 0 | [6 empty] | 0
109130150 | T3S-B4CJ4C | 2689.0875 | 3 Digit
109130152 | T3S-B4RJ8F | 2689.0875 | 3 Digit
109130153 | T3S-B4RJAF | 2689.0875 | 3 Digit
109130154 | T3S-B4CJ4C-N | 0 | [6 empty] | 0
109130155 | T3S-B4RJ8F-N | 0 | [6 empty] | 0
109130156 | T3S-B4RJAF-N | 0 | [6 empty] | 0
109130160 | T3S-B4RK4C | 2689.0875 | 3 Digit
109130162 | T3S-B4RK4C-N | 0 | [6 empty] | 0
109130170 | T3S-B4SK4C | 2689.0875 | 3 Digit | [5 empty] | 0
109130172 | T3S-B4SK4C-N | 0 | [6 empty] | 0
109130180 | T3S-B4CK4C | 2689.0875 | 3 Digit
109130181 | T3S-B4CK4C-N | 0 | [6 empty] | 0
109130190 | T3S-B4RK8C | 2689.0875 | 3 Digit
109130191 | T3S-B4RK8F | 2689.0875 | 3 Digit
109130192 | T3S-B4RK8C-N | 0 | [6 empty] | 0
109130193 | T3S-B4RK8F-N | 0 | [6 empty] | 0
109130200 | T3S-B4SK8C | 2689.0875 | 3 Digit
109130201 | T3S-B4SK8F | 2689.0875 | 3 Digit
109130202 | T3S-B4SK8C-N | 0 | [6 empty] | 0
109130203 | T3S-B4SK8F-N | 0 | [6 empty] | 0
109130210 | T3S-B4CK8C | 2689.0875 | 3 Digit
109130211 | T3S-B4CK8C-N | 0 | [6 empty] | 0
109130220 | T3S-B4RK2C | 2689.0875 | 3 Digit
109130221 | T3S-B4RK2C-N | 0 | [6 empty] | 0
109140010 | T4M-B3RP0C | 2885.85 | 4 Digit
109140011 | T4M-B4RP0C-N | 0 | [6 empty] | 0
109140020 | T4M-B3SP0C | 2885.85 | 4 Digit
109140021 | T4M-B4SP0C-N | 0 | [6 empty] | 0
109140030 | T4M-B3CP0C | 2885.85 | 4 Digit
109140031 | T4M-B4CP0C-N | 0 | [6 empty] | 0
109140040 | T4M-B3RP4C | 2885.85 | 4 Digit
109140041 | T4M-B4RP4C-N | 0 | [6 empty] | 0
109140050 | T4M-B3SP4C | 2885.85 | 4 Digit
109140051 | T4M-B4SP4C-N | 0 | [6 empty] | 0
109140060 | T4M-B3CP4C | 2885.85 | 4 Digit
109140061 | T4M-B4CP4C-N | 0 | [6 empty] | 0
109140070 | T4M-B3RJ4C | 2885.85 | 4 Digit
109140071 | T4M-B4RJ4C-N | 0 | [6 empty] | 0
109140080 | T4M-B3SJ4C | 2885.85 | 4 Digit
109140081 | T4M-B4SJ4C-N | 0 | [6 empty] | 0
109140090 | T4M-B3CJ4C | 2885.85 | 4 Digit | W72 X H72 X L112mm | 110/220VAC | K(CA), J(IC), RTD | Relay,SSR,Current(4-20mA) | None | Terminal
109140091 | T4M-B4CJ4C-N | 0 | [6 empty] | 0
109140100 | T4M-B3RK4C | 2885.85 | 4 Digit
109140101 | T4M-B4RK4C-N | 0 | [6 empty] | 0
109140110 | T4M-B3SK4C | 2885.85 | 4 Digit
109140111 | T4M-B4SK4C-N | 0 | [6 empty] | 0
109140120 | T4M-B3CK4C | 2885.85 | 4 Digit
109140121 | T4M-B4CK4C-N | 0 | [6 empty] | 0
109140130 | T4M-B3RK8C | 2885.85 | 4 Digit
109140131 | T4M-B4RK8C-N | 0 | [6 empty] | 0
109140140 | T4M-B3SK8C | 2885.85 | 4 Digit
109140141 | T4M-B4SK8C-N | 0 | [6 empty] | 0
109140150 | T4M-B3CK8C | 2885.85 | 4 Digit
109140151 | T4M-B4CK8C-N | 0 | [6 empty] | 0
109140160 | T4M-B3RKCC | 2885.85 | 4 Digit
109140161 | T4M-B4RKCC-N | 0 | [6 empty] | 0
109140170 | T4M-B3SKCC | 2885.85 | 4 Digit
109140171 | T4M-B4SKCC-N | 0 | [6 empty] | 0
109140180 | T4M-B3CKCC | 2885.85 | 4 Digit
109140181 | T4M-B4CKCC-N | 0 | [6 empty] | 0
109140190 | T4M-B3RRFC | 2885.85 | 4 Digit
109140191 | T4M-B4RRFC-N | 0 | [6 empty] | 0
109140200 | T4M-B3SRFC | 2885.85 | 4 Digit
109140201 | T4M-B4SRFC-N | 0 | [6 empty] | 0
109140210 | T4M-B3CRFC | 2885.85 | 4 Digit
109140211 | T4M-B4CRFC-N | 0 | [6 empty] | 0
109150010 | T3H-B3RP0C | 3082.6125 | 3 Digit
109150011 | T3H-B4RP0C-N | 0 | [6 empty] | 0
109150020 | T3H-B3SP0C | 3082.6125 | 3 Digit
109150021 | T3H-B4SP0C-N | 0 | [6 empty] | 0
109150030 | T3H-B3CP0C | 3082.6125 | 3 Digit
109150031 | T3H-B4CP0C-N | 0 | [6 empty] | 0
109150040 | T3H-B3RP1C | 3082.6125 | 3 Digit
109150041 | T3H-B4RP1C-N | 0 | [6 empty] | 0
109150050 | T3H-B3SP1C | 3082.6125 | 3 Digit
109150051 | T3H-B4SP1C-N | 0 | [6 empty] | 0
109150060 | T3H-B3CP1C | 3082.6125 | 3 Digit
109150061 | T3H-B4CP1C-N | 0 | [6 empty] | 0
109150070 | T3H-B3RP4C | 3082.6125 | 3 Digit
109150071 | T3H-B4RP4C-N | 0 | [6 empty] | 0
109150080 | T3H-B3SP4C | 3082.6125 | 3 Digit
109150081 | T3H-B4SP4C-N | 0 | [6 empty] | 0
109150090 | T3H-B3CP4C | 3082.6125 | 3 Digit
109150091 | T3H-B4CP4C-N | 0 | [6 empty] | 0
109150100 | T3H-B3RJ4C | 3082.6125 | 3 Digit
109150101 | T3H-B3RJ8F | 3082.6125 | 3 Digit |  |  | DOF
109150102 | T3H-B4RJ4C-N | 0 | [6 empty] | 0
109150103 | T3H-B4RJ8F-N | 0 | [6 empty] | 0
109150110 | T3H-B3SJ4C | 3082.6125 | 3 Digit
109150111 | T3H-B4SJ4C-N | 0 | [6 empty] | 0
109150112 | T3H-B4SJ8F-N | 0 | [6 empty] | 0
109150120 | T3H-B3CJ4C | 3082.6125 | 3 Digit | W48 X H96 X L134mm | 110/220VAC | K(CA), J(IC), RTD | Relay,SSR,Current(4-20mA) | None
109150121 | T3H-B4CJ4C-N | 0 | [6 empty] | 0
109150122 | T3H-B4CJ8F-N | 0 | [6 empty] | 0
109150130 | T3H-B3RK4C | 3082.6125 | 3 Digit
109150131 | T3H-B4RK4C-N | 0 | [6 empty] | 0
109150140 | T3H-B3SK4C | 3082.6125 | 3 Digit
109150141 | T3H-B4SK4C-N | 0 | [6 empty] | 0
109150150 | T3H-B3CK4C | 3082.6125 | 3 Digit
109150151 | T3H-B4CK4C-N | 0 | [6 empty] | 0
109150160 | T3H-B3RK8C | 3082.6125 | 3 Digit
109150161 | T3H-B4RK8C-N | 0 | [6 empty] | 0
109150170 | T3H-B3SK8C | 3082.6125 | 3 Digit
109150171 | T3H-B4SK8C-N | 0 | [6 empty] | 0
109150180 | T3H-B3CK8C | 3082.6125 | 3 Digit
109150181 | T3H-B4CK8C-N | 0 | [6 empty] | 0
109150190 | T3H-B3RKAC | 3082.6125 | 3 Digit
109150191 | T3H-B4RKAC-N | 0 | [6 empty] | 0
109150200 | T3H-B3SKAC | 3082.6125 | 3 Digit
109150201 | T3H-B4SKAC-N | 0 | [6 empty] | 0
109150210 | T3H-B3CKAC | 3082.6125 | 3 Digit
109150211 | T3H-B4CKAC-N | 0 | [6 empty] | 0
109160010 | T4L-B3RP0C | 3476.1375 | 4 Digit
109160011 | T4L-B4RP0C-N | 0 | [6 empty] | 0
109160020 | T4L-B3SP0C | 3476.1375 | 4 Digit
109160021 | T4L-B4SP0C-N | 0 | [6 empty] | 0
109160030 | T4L-B3CP0C | 3476.1375 | 4 Digit
109160031 | T4L-B4CP0C-N | 0 | [6 empty] | 0
109160040 | T4L-B3RP1C | 3476.1375 | 4 Digit
109160041 | T4L-B4RP1C-N | 0 | [6 empty] | 0
109160050 | T4L-B3SP1C | 3476.1375 | 4 Digit
109160051 | T4L-B4SP1C-N | 0 | [6 empty] | 0
109160060 | T4L-B3CP1C | 3476.1375 | 4 Digit
109160061 | T4L-B4CP1C-N | 0 | [6 empty] | 0
109160070 | T4L-B3RP4C | 3476.1375 | 4 Digit
109160071 | T4L-B4RP4C-N | 0 | [6 empty] | 0
109160080 | T4L-B3SP4C | 3476.1375 | 4 Digit
109160081 | T4L-B4SP4C-N | 0 | [6 empty] | 0
109160090 | T4L-B3CP4C | 3476.1375 | 4 Digit
109160091 | T4L-B4CP4C-N | 0 | [6 empty] | 0
109160100 | T4L-B3RJ4C | 3476.1375 | 4 Digit
109160101 | T4L-B4RJ4C-N | 0 | [6 empty] | 0
109160110 | T4L-B3SJ4C | 3476.1375 | 4 Digit
109160111 | T4L-B4SJ4C-N | 0 | [6 empty] | 0
109160120 | T4L-B3CJ4C | 3476.1375 | 4 Digit | W96 X H96 X L100mm | 110/220VAC | K(CA), J(IC), RTD, R(PR) | Relay,SSR,Current(4-20mA) | None | Plug In
109160121 | T4L-B4CJ4C-N | 0 | [6 empty] | 0
109160130 | T4L-B3RK4C | 3476.1375 | 4 Digit
109160131 | T4L-B4RK4C-N | 0 | [6 empty] | 0
109160140 | T4L-B3SK4C | 3476.1375 | 4 Digit
109160141 | T4L-B4SK4C-N | 0 | [6 empty] | 0
109160150 | T4L-B3CK4C | 3476.1375 | 4 Digit
109160151 | T4L-B4CK4C-N | 0 | [6 empty] | 0
109160160 | T4L-B3RK8C | 3476.1375 | 4 Digit
109160161 | T4L-B4RK8C-N | 0 | [6 empty] | 0
109160170 | T4L-B3SK8C | 3476.1375 | 4 Digit
109160171 | T4L-B4SK8C-N | 0 | [6 empty] | 0
109160180 | T4L-B3CK8C | 3476.1375 | 4 Digit
109160181 | T4L-B4CK8C-N | 0 | [6 empty] | 0
109160190 | T4L-B3RKCC | 3476.1375 | 4 Digit
109160191 | T4L-B4RKCC-N | 0 | [6 empty] | 0
109160200 | T4L-B3SKCC | 3476.1375 | 4 Digit
109160201 | T4L-B4SKCC-N | 0 | [6 empty] | 0
109160210 | T4L-B3CKCC | 3476.1375 | 4 Digit
109160211 | T4L-B4CKCC-N | 0 | [6 empty] | 0
109160220 | T4L-B3RRFC | 3476.1375 | 4 Digit
109160221 | T4L-B4RRFC-N | 0 | [6 empty] | 0
109160230 | T4L-B3SRFC | 3476.1375 | 4 Digit
109160231 | T4L-B4SRFC-N | 0 | [6 empty] | 0
109160240 | T4L-B3CRFC | 3476.1375 | 4 Digit
109160241 | T4L-B4CRFC-N | 0 | [6 empty] | 0
109170010 | T4MA-B3RP0C | 3476.1375 | 4 Digit
109170011 | T4MA-B4RP0C-N | 0 | [6 empty] | 0
109170020 | T4MA-B3SP0C | 3476.1375 | 4 Digit
109170021 | T4MA-B4SP0C-N | 0 | [6 empty] | 0
109170030 | T4MA-B3CP0C | 3476.1375 | 4 Digit
109170031 | T4MA-B4CP0C-N | 0 | [6 empty] | 0
109170040 | T4MA-B3RP4C | 3476.1375 | 4 Digit
109170041 | T4MA-B4RP4C-N | 0 | [6 empty] | 0
109170050 | T4MA-B3SP4C | 3476.1375 | 4 Digit
109170051 | T4MA-B4SP4C-N | 0 | [6 empty] | 0
109170060 | T4MA-B3CP4C | 3476.1375 | 4 Digit
109170061 | T4MA-B4CP4C-N | 0 | [6 empty] | 0
109170070 | T4MA-B3RJ4C | 3476.1375 | 4 Digit
109170071 | T4MA-B4RJ4C-N | 0 | [6 empty] | 0
109170080 | T4MA-B3SJ4C | 3476.1375 | 4 Digit
109170081 | T4MA-B4SJ4C-N | 0 | [6 empty] | 0
109170090 | T4MA-B3CJ4C | 3476.1375 | 4 Digit | W72 X H72 X L112mm | 110/220VAC | K(CA), J(IC), RTD, R(PR) | Relay,SSR,Current(4-20mA) | None | Terminal
109170091 | T4MA-B4CJ4C-N | 0 | [6 empty] | 0
109170100 | T4MA-B3RK4C | 3476.1375 | 4 Digit
109170101 | T4MA-B4RK4C-N | 0 | [6 empty] | 0
109170110 | T4MA-B3SK4C | 3476.1375 | 4 Digit
109170111 | T4MA-B4SK4C-N | 0 | [6 empty] | 0
109170120 | T4MA-B3CK4C | 3476.1375 | 4 Digit
109170121 | T4MA-B4CK4C-N | 0 | [6 empty] | 0
109170130 | T4MA-B3RK8C | 3476.1375 | 4 Digit
109170131 | T4MA-B4RK8C-N | 0 | [6 empty] | 0
109170140 | T4MA-B3SK8C | 3476.1375 | 4 Digit
109170141 | T4MA-B4SK8C-N | 0 | [6 empty] | 0
109170150 | T4MA-B3CK8C | 3476.1375 | 4 Digit
109170151 | T4MA-B4CK8C-N | 0 | [6 empty] | 0
109170160 | T4MA-B3RKCC | 3476.1375 | 4 Digit
109170161 | T4MA-B4RKCC-N | 0 | [6 empty] | 0
109170170 | T4MA-B3SKCC | 3476.1375 | 4 Digit
109170171 | T4MA-B4SKCC-N | 0 | [6 empty] | 0
109170180 | T4MA-B3CKCC | 3476.1375 | 4 Digit
109170181 | T4MA-B4CKCC-N | 0 | [6 empty] | 0
109170190 | T4MA-B3RRFC | 3476.1375 | 4 Digit
109170191 | T4MA-B4RRFC-N | 0 | [6 empty] | 0
109170200 | T4MA-B3SRFC | 3476.1375 | 4 Digit
109170201 | T4MA-B4SRFC-N | 0 | [6 empty] | 0
109170210 | T4MA-B3CRFC | 3476.1375 | 4 Digit
109170211 | T4MA-B4CRFC-N | 0 | [6 empty] | 0
109180010 | T3HA-B3RP0C | 3476.1375 | 3 Digit
109180011 | T3HA-B4RP0C-N | 0 | [6 empty] | 0
109180020 | T3HA-B3SP0C | 3476.1375 | 3 Digit
109180021 | T3HA-B4SP0C-N | 0 | [6 empty] | 0
109180030 | T3HA-B3CP0C | 3476.1375 | 3 Digit
109180031 | T3HA-B4CP0C-N | 0 | [6 empty] | 0
109180040 | T3HA-B3RP4C | 3476.1375 | 3 Digit
109180041 | T3HA-B4RP4C-N | 0 | [6 empty] | 0
109180050 | T3HA-B3SP4C | 3476.1375 | 3 Digit
109180051 | T3HA-B4SP4C-N | 0 | [6 empty] | 0
109180060 | T3HA-B3CP4C | 3476.1375 | 3 Digit
109180061 | T3HA-B4CP4C-N | 0 | [6 empty] | 0
109180070 | T3HA-B3RJ4C | 3476.1375 | 3 Digit
109180071 | T3HA-B4RJ4C-N | 0 | [6 empty] | 0
109180080 | T3HA-B3SJ4C | 3476.1375 | 3 Digit
109180081 | T3HA-B4SJ4C-N | 0 | [6 empty] | 0
109180090 | T3HA-B3CJ4C | 3476.1375 | 3 Digit | W48 X H96 X L134mm | 110/220VAC | K(CA), J(IC), RTD | Relay,SSR,Current(4-20mA) | Alarm output 250VAC 1A(1a)
109180091 | T3HA-B4CJ4C-N | 0 | [6 empty] | 0
109180100 | T3HA-B3RK4C | 3476.1375 | 3 Digit
109180101 | T3HA-B4RK4C-N | 0 | [6 empty] | 0
109180110 | T3HA-B3SK4C | 3476.1375 | 3 Digit
109180111 | T3HA-B4SK4C-N | 0 | [6 empty] | 0
109180120 | T3HA-B3CK4C | 3476.1375 | 3 Digit |  |  |  |  | None
109180121 | T3HA-B4CK4C-N | 0 | [6 empty] | 0
109180130 | T3HA-B3RK8C | 3476.1375 | 3 Digit
109180131 | T3HA-B4RK8C-N | 0 | [6 empty] | 0
109180140 | T3HA-B3SK8C | 3476.1375 | 3 Digit
109180141 | T3HA-B4SK8C-N | 0 | [6 empty] | 0
109180150 | T3HA-B3CK8C | 3476.1375 | 3 Digit
109180151 | T3HA-B4CK8C-N | 0 | [6 empty] | 0
109180160 | T3HA-B3RKAC | 3476.1375 | 3 Digit
109180161 | T3HA-B4RKAC-N | 0 | [6 empty] | 0
109180170 | T3HA-B3SKAC | 3476.1375 | 3 Digit
109180171 | T3HA-B4SKAC-N | 0 | [6 empty] | 0
109180180 | T3HA-B3CKAC | 3476.1375 | 3 Digit
109180181 | T3HA-B4CKAC-N | 0 | [6 empty] | 0
109190010 | T3HS-B3RP4C | 3476.1375 | 3 Digit
109190011 | T3HS-B4RP4C-N | 0 | [6 empty] | 0
109190020 | T3HS-B3SP4C | 3476.1375 | 3 Digit
109190021 | T3HS-B4SP4C-N | 0 | [6 empty] | 0
109190030 | T3HS-B3CP4C | 3476.1375 | 3 Digit
109190031 | T3HS-B3CP4C-N | 0 | [6 empty] | 0
109190040 | T3HS-B3RJ4C | 3476.1375 | 3 Digit
109190041 | T3HS-B4RJ4C-N | 0 | [6 empty] | 0
109190050 | T3HS-B3SJ4C | 3476.1375 | 3 Digit
109190051 | T3HS-B4SJ4C-N | 0 | [6 empty] | 0
109190060 | T3HS-B3CJ4C | 3476.1375 | 3 Digit | W48 X H96 X L134mm | 110/220VAC | K(CA), J(IC), RTD | Relay,SSR,Current(4-20mA) | None | Terminal
109190061 | T3HS-B4CJ4C-N | 0 | [6 empty] | 0
109190070 | T3HS-B3RK4C | 3476.1375 | 3 Digit
109190071 | T3HS-B4RK4C-N | 0 | [6 empty] | 0
109190080 | T3HS-B3SK4C | 3476.1375 | 3 Digit
109190081 | T3HS-B4SK4C-N | 0 | [6 empty] | 0
109190090 | T3HS-B3CK4C | 3476.1375 | 3 Digit
109190091 | T3HS-B4CK4C-N | 0 | [6 empty] | 0
109200010 | T4LA-B3RP0C | 4066.425 | 4 Digit
109200011 | T4LA-B4RP0C-N | 0 | [6 empty] | 0
109200020 | T4LA-B3SP0C | 4066.425 | 4 Digit
109200021 | T4LA-B4SP0C-N | 0 | [6 empty] | 0
109200030 | T4LA-B3CP0C | 4066.425 | 4 Digit
109200031 | T4LA-B4CP0C-N | 0 | [6 empty] | 0
109200040 | T4LA-B3RP4C | 4066.425 | 4 Digit
109200041 | T4LA-B4RP4C-N | 0 | [6 empty] | 0
109200050 | T4LA-B3SP4C | 4066.425 | 4 Digit
109200051 | T4LA-B4SP4C-N | 0 | [6 empty] | 0
109200060 | T4LA-B3CP4C | 4066.425 | 4 Digit
109200061 | T4LA-B4CP4C-N | 0 | [6 empty] | 0
109200070 | T4LA-B3RJ4C | 4066.425 | 4 Digit
109200071 | T4LA-B4RJ4C-N | 0 | [6 empty] | 0
109200080 | T4LA-B3SJ4C | 4066.425 | 4 Digit
109200081 | T4LA-B4SJ4C-N | 0 | [6 empty] | 0
109200090 | T4LA-B3CJ4C | 4066.425 | 4 Digit | W96 X H96 X L100mm | 110/220VAC | K(CA), J(IC), RTD, R(PR) | Relay,SSR,Current(4-20mA) | None | Plug In
109200091 | T4LA-B4CJ4C-N | 0 | [6 empty] | 0
109200100 | T4LA-B3RK4C | 4066.425 | 4 Digit
109200101 | T4LA-B4RK4C-N | 0 | [6 empty] | 0
109200110 | T4LA-B3SK4C | 4066.425 | 4 Digit
109200111 | T4LA-B4SK4C-N | 0 | [6 empty] | 0
109200120 | T4LA-B3CK4C | 4066.425 | 4 Digit
109200121 | T4LA-B4CK4C-N | 0 | [6 empty] | 0
109200130 | T4LA-B3RK8C | 4066.425 | 4 Digit
109200131 | T4LA-B4RK8C-N | 0 | [6 empty] | 0
109200140 | T4LA-B3SK8C | 4066.425 | 4 Digit
109200141 | T4LA-B4SK8C-N | 0 | [6 empty] | 0
109200150 | T4LA-B3CK8C | 4066.425 | 4 Digit
109200151 | T4LA-B4CK8C-N | 0 | [6 empty] | 0
109200160 | T4LA-B3RKCC | 4066.425 | 4 Digit
109200161 | T4LA-B4RKCC-N | 0 | [6 empty] | 0
109200170 | T4LA-B3SKCC | 4066.425 | 4 Digit
109200171 | T4LA-B4SKCC-N | 0 | [6 empty] | 0
109200180 | T4LA-B3CKCC | 4066.425 | 4 Digit
109200181 | T4LA-B4CKCC-N | 0 | [6 empty] | 0
109200190 | T4LA-B3RRFC | 4066.425 | 4 Digit
109200191 | T4LA-B4RRFC-N | 0 | [6 empty] | 0
109200200 | T4LA-B3SRFC | 4066.425 | 4 Digit
109200201 | T4LA-B4SRFC-N | 0 | [6 empty] | 0
109200210 | T4LA-B3CRFC | 4066.425 | 4 Digit
109200211 | T4LA-B4CRFC-N | 0 | [6 empty] | 0
109210010 | T4LP-B3RP2C | 4197.6 | 4 Digit
109210011 | T4LP-B4RP2C-N | 0 | [6 empty] | 0
109210020 | T4LP-B3SP2C | 4197.6 | 4 Digit
109210021 | T4LP-B4SP2C-N | 0 | [6 empty] | 0
109210030 | T4LP-B3CP2C | 4197.6 | 4 Digit
109210031 | T4LP-B4CP2C-N | 0 | [6 empty] | 0
109210040 | T4LP-B3RP4C | 4197.6 | 4 Digit
109210041 | T4LP-B4RP4C-N | 0 | [6 empty] | 0
109210050 | T4LP-B3SP4C | 4197.6 | 4 Digit
109210051 | T4LP-B4SP4C-N | 0 | [6 empty] | 0
109210060 | T4LP-B3CP4C | 4197.6 | 4 Digit
109210061 | T4LP-B4CP4C-N | 0 | [6 empty] | 0
109210070 | T4LP-B3RJ4C | 4197.6 | 4 Digit
109210071 | T4LP-B4RJ4C-N | 0 | [6 empty] | 0
109210080 | T4LP-B3SJ4C | 4197.6 | 4 Digit
109210081 | T4LP-B4SJ4C-N | 0 | [6 empty] | 0
109210090 | T4LP-B3CJ4C | 4197.6 | 4 Digit | W96 X H96 X L100mm | 110/220VAC | K(CA), J(IC), RTD, R(PR) | Relay 250VAC 3A (1c),SSR, Current(4-20mA) | Alarm output 250VAC 1A(1a) | Terminal
109210091 | T4LP-B4CJ4C-N | 0 | [6 empty] | 0
109210100 | T4LP-B3RK4C | 4197.6 | 4 Digit
109210101 | T4LP-B4RK4C-N | 0 | [6 empty] | 0
109210110 | T4LP-B3SK4C | 4197.6 | 4 Digit
109210111 | T4LP-B4SK4C-N | 0 | [6 empty] | 0
109210120 | T4LP-B3CK4C | 4197.6 | 4 Digit
109210121 | T4LP-B4CK4C-N | 0 | [6 empty] | 0
109210130 | T4LP-B3RK8C | 4197.6 | 4 Digit
109210131 | T4LP-B4RK8C-N | 0 | [6 empty] | 0
109210140 | T4LP-B3SK8C | 4197.6 | 4 Digit
109210141 | T4LP-B4SK8C-N | 0 | [6 empty] | 0
109210150 | T4LP-B3CK8C | 4197.6 | 4 Digit
109210151 | T4LP-B4CK8C-N | 0 | [6 empty] | 0
109210160 | T4LP-B3RKCC | 4197.6 | 4 Digit
109210161 | T4LP-B4RKCC-N | 0 | [6 empty] | 0
109210170 | T4LP-B3SKCC | 4197.6 | 4 Digit
109210171 | T4LP-B4SKCC-N | 0 | [6 empty] | 0
109210180 | T4LP-B3CKCC | 4197.6 | 4 Digit
109210181 | T4LP-B4CKCC-N | 0 | [6 empty] | 0
109210190 | T4LP-B3RRFC | 4197.6 | 4 Digit
109210191 | T4LP-B4RRFC-N | 0 | [6 empty] | 0
109210200 | T4LP-B3SRFC | 4197.6 | 4 Digit
109210201 | T4LP-B4SRFC-N | 0 | [6 empty] | 0
109210210 | T4LP-B3CRFC | 4197.6 | 4 Digit
109210211 | T4LP-B4CRFC-N | 0 | [6 empty] | 0
109220010 | T4WM-N3NP0C | 3738.4875 | 4 Digit
109220020 | T4WM-N3NP4C | 3738.4875 | 4 Digit
109220030 | T4WM-N3NJ5C | 3738.4875 | 4 Digit | W96 X H48 X 99.6mm | 110/220VAC | K(CA), J(IC), RTD | None | None | Terminal
109220040 | T4WM-N3NKCC | 3738.4875 | 4 Digit
Артикул | Model | Retail price, RUR | Digit | Size | Power supply | Input | Control output | Sub Output | etc
109010020 | TOS-B4RPXC | 983.8125 | None
109010030 | TOS-B4RP1C | 983.8125 | None | [5 empty] | 0
109010040 | TOS-B4SP1C | 983.8125 | None
109010050 | TOS-B4SP2C | 983.8125 | None
109010060 | TOS-B4RP2C | 983.8125 | None
109010070 | TOS-B4RP3C | 983.8125 | None
109010080 | TOS-B4SP3C | 983.8125 | None
109010090 | TOS-B4RP4C | 983.8125 | None
109010092 | TOS-B4RP4F | 983.8125 | None
109010100 | TOS-B4SP4C | 983.8125 | None
109010110 | TOS-B4RJ1C | 983.8125 | None | W48 X H48 X L79mm | 100-240VAC 50/60Hz | K(CA), J(IC), RTD | Relay 250VAC 2A (1c),SSR | None
109010120 | TOS-B4SJ1C | 983.8125 | None
109010130 | TOS-B4RJ2C | 983.8125 | None
109010131 | TOS-B4RJ2F | 983.8125 | None
109010140 | TOS-B4SJ2C | 983.8125 | None
109010150 | TOS-B4RJ3C | 983.8125 | None
109010160 | TOS-B4SJ3C | 983.8125 | None
109010170 | TOS-B4RJ4C | 983.8125 | None | [5 empty] | 0
109010171 | TOS-B4RJ4F | 983.8125 | None
109010180 | TOS-B4SJ4C | 983.8125 | None
109010181 | TOS-B4SJ4F | 983.8125 | None
109010190 | TOS-B4RJ6C | 983.8125 | None
109010191 | TOS-B4RJ6F | 983.8125 | None
109010195 | TOS-B4RJ8F | 983.8125 | None
109010196 | TOS-B4SJ8F | 983.8125 | None
109010200 | TOS-B4SJ6C | 983.8125 | None
109010201 | TOS-B4SJ6F | 983.8125 | None
109010210 | TOS-B4RK1C | 983.8125 | None
109010211 | TOS-B4RKXC | 983.8125 | None | [5 empty] | 0-60 DOC
109010220 | TOS-B4SK1C | 983.8125 | None
109010230 | TOS-B4RK2C | 983.8125 | None
109010240 | TOS-B4SK2C | 983.8125 | None
109010250 | TOS-B4RK3C | 983.8125 | None
109010260 | TOS-B4SK3C | 983.8125 | None
109010270 | TOS-B4RK4C | 983.8125 | None
109010280 | TOS-B4SK4C | 983.8125 | None | [5 empty] | 0
109010282 | TOS-B4RK4F | 983.8125 | None
109010290 | TOS-B4RK6C | 983.8125 | None
109010291 | TOS-B4RK6F | 983.8125 | None
109010300 | TOS-B4SK6C | 983.8125 | None
109010301 | TOS-B4SK6F | 983.8125 | None
109010310 | TOS-B4RK8C | 983.8125 | None
109010311 | TOS-B4RK8F | 983.8125 | None
109010320 | TOS-B4SK8C | 983.8125 | None
109010325 | TOS-B4SKAF | 983.8125 | None
109010330 | TOS-B4RKCC | 983.8125 | None
109010340 | TOS-B4SKCC | 983.8125 | None
109010350 | TOS-B4RJAF | 983.8125 | None
109019000 | TOS-B4RKXC | 983.8125 | None | [5 empty] | OPTION(K70-150)
109020020 | TOM-F3RP1C | 1311.75 | None
109020030 | TOM-F3SP1C | 1311.75 | None
109020040 | TOM-P3RP1C | 1311.75 | None
109020050 | TOM-P3SP1C | 1311.75 | None
109020060 | TOM-F3RP2C | 1311.75 | None
109020070 | TOM-F3SP2C | 1311.75 | None
109020080 | TOM-P3RP2C | 1311.75 | None
109020090 | TOM-P3SP2C | 1311.75 | None
109020100 | TOM-F3RP4C | 1311.75 | None
109020110 | TOM-F3SP4C | 1311.75 | None
109020120 | TOM-P3RP4C | 1311.75 | None
109020130 | TOM-P3SP4C | 1311.75 | None
109020140 | TOM-F3RJ1C | 1311.75 | None | W72 X H72 x L112mm | 110/220VAC | K(CA), J(IC), RTD | Relay 250VAC 3A (1c),SSR | None
109020150 | TOM-F3SJ1C | 1311.75 | None
109020160 | TOM-P3RJ1C | 1311.75 | None
109020170 | TOM-P3SJ1C | 1311.75 | None
109020180 | TOM-F3RJ2C | 1311.75 | None
109020190 | TOM-F3SJ2C | 1311.75 | None
109020200 | TOM-P3RJ2C | 1311.75 | None
109020210 | TOM-P3SJ2C | 1311.75 | None
109020220 | TOM-F3RJ3C | 1311.75 | None
109020230 | TOM-F3SJ3C | 1311.75 | None
109020240 | TOM-P3RJ3C | 1311.75 | None
109020250 | TOM-P3SJ3C | 1311.75 | None
109020260 | TOM-F3RJ4C | 1311.75 | None
109020270 | TOM-F3SJ4C | 1311.75 | None
109020280 | TOM-P3RJ4C | 1311.75 | None
109020290 | TOM-P3SJ4C | 1311.75 | None
109020300 | TOM-F3RK1C | 1311.75 | None
109020310 | TOM-F3SK1C | 1311.75 | None
109020320 | TOM-P3RK1C | 1311.75 | None
109020330 | TOM-P3SK1C | 1311.75 | None
109020340 | TOM-F3RK2C | 1311.75 | None
109020350 | TOM-F3SK2C | 1311.75 | None
109020360 | TOM-P3RK2C | 1311.75 | None
109020370 | TOM-P3SK2C | 1311.75 | None
109020380 | TOM-F3RK3C | 1311.75 | None
109020390 | TOM-F3SK3C | 1311.75 | None
109020400 | TOM-P3RK3C | 1311.75 | None
109020410 | TOM-P3SK3C | 1311.75 | None
109020420 | TOM-F3RK4C | 1311.75 | None
109020430 | TOM-F3SK4C | 1311.75 | None
109020440 | TOM-P3RK4C | 1311.75 | None
109020450 | TOM-P3SK4C | 1311.75 | None
109020460 | TOM-F3RK6C | 1311.75 | None
109020470 | TOM-F3SK6C | 1311.75 | None
109020480 | TOM-P3RK6C | 1311.75 | None
109020490 | TOM-P3SK6C | 1311.75 | None
109020500 | TOM-F3RK8C | 1311.75 | None
109020510 | TOM-F3SK8C | 1311.75 | None
109020520 | TOM-P3RK8C | 1311.75 | None
109020530 | TOM-P3SK8C | 1311.75 | None
109020540 | TOM-F3RKCC | 1311.75 | None
109020550 | TOM-F3SKCC | 1311.75 | None
109020560 | TOM-P3RKCC | 1311.75 | None
109020570 | TOM-P3SKCC | 1311.75 | None
109040020 | TOL-F3RP1C | 1311.75 | None
109040030 | TOL-F3SP1C | 1311.75 | None
109040040 | TOL-P3RP1C | 1311.75 | None
109040050 | TOL-P3SP1C | 1311.75 | None
109040060 | TOL-F3RP2C | 1311.75 | None
109040070 | TOL-F3SP2C | 1311.75 | None
109040080 | TOL-P3RP2C | 1311.75 | None
109040090 | TOL-P3SP2C | 1311.75 | None | [5 empty] | Terminal
109040100 | TOL-F3RP4C | 1311.75 | None
109040110 | TOL-F3SP4C | 1311.75 | None
109040120 | TOL-P3RP4C | 1311.75 | None
109040130 | TOL-P3SP4C | 1311.75 | None | [5 empty] | Terminal
109040140 | TOL-F3RJ1C | 1311.75 | None | W96 X H96 X L100mm | 110/220VAC | K(CA), J(IC), RTD | Relay 250VAC 3A (1c),SSR |  | Plug In
109040150 | TOL-F3SJ1C | 1311.75 | None
109040160 | TOL-P3RJ1C | 1311.75 | None
109040170 | TOL-P3SJ1C | 1311.75 | None
109040180 | TOL-F3RJ2C | 1311.75 | None
109040190 | TOL-F3SJ2C | 1311.75 | None
109040200 | TOL-P3RJ2C | 1311.75 | None
109040210 | TOL-P3SJ2C | 1311.75 | None
109040220 | TOL-F3RJ3C | 1311.75 | None
109040230 | TOL-F3SJ3C | 1311.75 | None
109040240 | TOL-P3RJ3C | 1311.75 | None
109040250 | TOL-P3SJ3C | 1311.75 | None
109040260 | TOL-F3RJ4C | 1311.75 | None
109040270 | TOL-F3SJ4C | 1311.75 | None
109040280 | TOL-P3RJ4C | 1311.75 | None
109040290 | TOL-P3SJ4C | 1311.75 | None
109040300 | TOL-F3RK1C | 1311.75 | None
109040310 | TOL-F3SK1C | 1311.75 | None
109040320 | TOL-P3RK1C | 1311.75 | None
109040330 | TOL-P3SK1C | 1311.75 | None
109040340 | TOL-F3RK2C | 1311.75 | None
109040350 | TOL-F3SK2C | 1311.75 | None
109040360 | TOL-P3RK2C | 1311.75 | None
109040370 | TOL-P3SK2C | 1311.75 | None
109040380 | TOL-F3RK3C | 1311.75 | None
109040390 | TOL-F3SK3C | 1311.75 | None
109040400 | TOL-P3RK3C | 1311.75 | None
109040410 | TOL-P3SK3C | 1311.75 | None
109040420 | TOL-F3RK4C | 1311.75 | None
109040430 | TOL-F3SK4C | 1311.75 | None
109040440 | TOL-P3RK4C | 1311.75 | None
109040450 | TOL-P3SK4C | 1311.75 | None
109040460 | TOL-F3RK6C | 1311.75 | None
109040470 | TOL-F3SK6C | 1311.75 | None
109040480 | TOL-P3RK6C | 1311.75 | None
109040490 | TOL-P3SK6C | 1311.75 | None
109040500 | TOL-F3RK8C | 1311.75 | None
109040510 | TOL-F3SK8C | 1311.75 | None
109040520 | TOL-P3RK8C | 1311.75 | None
109040530 | TOL-P3SK8C | 1311.75 | None
109040540 | TOL-F3RKCC | 1311.75 | None
109040550 | TOL-F3SKCC | 1311.75 | None
109040560 | TOL-P3RKCC | 1311.75 | None
109040570 | TOL-P3SKCC | 1311.75 | None
Артикул | Model | Retail price, RUR | Digit | Size | Power supply | Input | Control output | Sub Output | etc
109770010 | TAS-B4RK1C | 983.8125 | None | W48 X H48 X L67mm | 100-240VAC 50/60Hz | K(CA) | Relay 250VAC 3A | None | ℃
109770020 | TAS-B4RK2C | 983.8125 | None | W48 X H48 X L67mm | 100-240VAC 50/60Hz | K(CA) | Relay 250VAC 3A | None | ℃
109770030 | TAS-B4RK4C | 983.8125 | None | W48 X H48 X L67mm | 100-240VAC 50/60Hz | K(CA) | Relay 250VAC 3A | None | ℃
109770040 | TAS-B4RK6C | 983.8125 | None | W48 X H48 X L67mm | 100-240VAC 50/60Hz | K(CA) | Relay 250VAC 3A | None | ℃
109770050 | TAS-B4RK8C | 983.8125 | None | W48 X H48 X L67mm | 100-240VAC 50/60Hz | K(CA) | Relay 250VAC 3A | None | ℃
109770060 | TAS-B4RKCC | 983.8125 | None | W48 X H48 X L67mm | 100-240VAC 50/60Hz | K(CA) | Relay 250VAC 3A | None | ℃
109770070 | TAS-B4RK1F | 983.8125 | None | W48 X H48 X L67mm | 100-240VAC 50/60Hz | K(CA) | Relay 250VAC 3A | None | ℉
109770080 | TAS-B4RK2F | 983.8125 | None | W48 X H48 X L67mm | 100-240VAC 50/60Hz | K(CA) | Relay 250VAC 3A | None | ℉
109770090 | TAS-B4RK4F | 983.8125 | None | W48 X H48 X L67mm | 100-240VAC 50/60Hz | K(CA) | Relay 250VAC 3A | None | ℉
109770100 | TAS-B4RK6F | 983.8125 | None | W48 X H48 X L67mm | 100-240VAC 50/60Hz | K(CA) | Relay 250VAC 3A | None | ℉
109770110 | TAS-B4RK8F | 983.8125 | None | W48 X H48 X L67mm | 100-240VAC 50/60Hz | K(CA) | Relay 250VAC 3A | None | ℉
109770120 | TAS-B4RKCF | 983.8125 | None | W48 X H48 X L67mm | 100-240VAC 50/60Hz | K(CA) | Relay 250VAC 3A | None | ℉
109770130 | TAS-B4SK1C | 983.8125 | None | W48 X H48 X L67mm | 100-240VAC 50/60Hz | K(CA) | Relay 250VAC 3A | None | ℃
109770140 | TAS-B4SK2C | 983.8125 | None | W48 X H48 X L67mm | 100-240VAC 50/60Hz | K(CA) | Relay 250VAC 3A | None | ℃
109770150 | TAS-B4SK4C | 983.8125 | None | W48 X H48 X L67mm | 100-240VAC 50/60Hz | K(CA) | Relay 250VAC 3A | None | ℃
109770160 | TAS-B4SK6C | 983.8125 | None | W48 X H48 X L67mm | 100-240VAC 50/60Hz | K(CA) | Relay 250VAC 3A | None | ℃
109770170 | TAS-B4SK8C | 983.8125 | None | W48 X H48 X L67mm | 100-240VAC 50/60Hz | K(CA) | Relay 250VAC 3A | None | ℃
109770180 | TAS-B4SKCC | 983.8125 | None | W48 X H48 X L67mm | 100-240VAC 50/60Hz | DPt100 | SSR 12VDC 20 mA Max. | None | ℃
109770190 | TAS-B4SK1F | 983.8125 | None | W48 X H48 X L67mm | 100-240VAC 50/60Hz | K(CA) | Relay 250VAC 3A | None | ℉
109770200 | TAS-B4SK2F | 983.8125 | None | W48 X H48 X L67mm | 100-240VAC 50/60Hz | K(CA) | Relay 250VAC 3A | None | ℉
109770210 | TAS-B4SK4F | 983.8125 | None | W48 X H48 X L67mm | 100-240VAC 50/60Hz | K(CA) | Relay 250VAC 3A | None | ℉
109770220 | TAS-B4SK6F | 983.8125 | None | W48 X H48 X L67mm | 100-240VAC 50/60Hz | K(CA) | Relay 250VAC 3A | None | ℉
109770230 | TAS-B4SK8F | 983.8125 | None | W48 X H48 X L67mm | 100-240VAC 50/60Hz | K(CA) | Relay 250VAC 3A | None | ℉
109770240 | TAS-B4SKCF | 983.8125 | None | W48 X H48 X L67mm | 100-240VAC 50/60Hz | K(CA) | Relay 250VAC 3A | None | ℉
109770250 | TAS-B4RJ2C | 983.8125 | None | W48 X H48 X L67mm | 100-240VAC 50/60Hz | J(IC) | Relay 250VAC 3A | None | ℃
109770260 | TAS-B4RJ3C | 983.8125 | None | W48 X H48 X L67mm | 100-240VAC 50/60Hz | J(IC) | Relay 250VAC 3A | None | ℃
109770270 | TAS-B4RJ4C | 983.8125 | None | W48 X H48 X L67mm | 100-240VAC 50/60Hz | J(IC) | Relay 250VAC 3A | None | ℃
109770280 | TAS-B4RJ2F | 983.8125 | None | W48 X H48 X L67mm | 100-240VAC 50/60Hz | J(IC) | Relay 250VAC 3A | None | ℉
109770290 | TAS-B4RJ3F | 983.8125 | None | W48 X H48 X L67mm | 100-240VAC 50/60Hz | J(IC) | Relay 250VAC 3A | None | ℉
109770300 | TAS-B4RJ4F | 983.8125 | None | W48 X H48 X L67mm | 100-240VAC 50/60Hz | J(IC) | Relay 250VAC 3A | None | ℉
109770310 | TAS-B4SJ2C | 983.8125 | None | W48 X H48 X L67mm | 100-240VAC 50/60Hz | J(IC) | SSR 12VDC 20 mA Max. | None | ℃
109770320 | TAS-B4SJ3C | 983.8125 | None | W48 X H48 X L67mm | 100-240VAC 50/60Hz | J(IC) | SSR 12VDC 20 mA Max. | None | ℃
109770330 | TAS-B4SJ4C | 983.8125 | None | W48 X H48 X L67mm | 100-240VAC 50/60Hz | J(IC) | SSR 12VDC 20 mA Max. | None | ℃
109770340 | TAS-B4SJ2F | 983.8125 | None | W48 X H48 X L67mm | 100-240VAC 50/60Hz | J(IC) | SSR 12VDC 20 mA Max. | None | ℉
109770350 | TAS-B4SJ3F | 983.8125 | None | W48 X H48 X L67mm | 100-240VAC 50/60Hz | J(IC) | SSR 12VDC 20 mA Max. | None | ℉
109770360 | TAS-B4SJ4F | 983.8125 | None | W48 X H48 X L67mm | 100-240VAC 50/60Hz | J(IC) | SSR 12VDC 20 mA Max. | None | ℉
109770370 | TAS-B4RP0C | 983.8125 | None | W48 X H48 X L67mm | 100-240VAC 50/60Hz | DPt100 | SSR 12VDC 20 mA Max. | None | ℃
109770380 | TAS-B4RP1C | 983.8125 | None | W48 X H48 X L67mm | 100-240VAC 50/60Hz | DPt100 | SSR 12VDC 20 mA Max. | None | ℃
109770390 | TAS-B4RP2C | 983.8125 | None | W48 X H48 X L67mm | 100-240VAC 50/60Hz | DPt100 | SSR 12VDC 20 mA Max. | None | ℃
109770400 | TAS-B4RP4C | 983.8125 | None | W48 X H48 X L67mm | 100-240VAC 50/60Hz | DPt100 | SSR 12VDC 20 mA Max. | None | ℃
109770410 | TAS-B4RP0F | 983.8125 | None | W48 X H48 X L67mm | 100-240VAC 50/60Hz | DPt100 | SSR 12VDC 20 mA Max. | None | ℉
109770420 | TAS-B4RP1F | 983.8125 | None | W48 X H48 X L67mm | 100-240VAC 50/60Hz | DPt100 | SSR 12VDC 20 mA Max. | None | ℉
109770430 | TAS-B4RP2F | 983.8125 | None | W48 X H48 X L67mm | 100-240VAC 50/60Hz | DPt100 | SSR 12VDC 20 mA Max. | None | ℉
109770440 | TAS-B4RP4F | 983.8125 | None | W48 X H48 X L67mm | 100-240VAC 50/60Hz | DPt100 | SSR 12VDC 20 mA Max. | None | ℉
109770450 | TAS-B4SP0C | 983.8125 | None | W48 X H48 X L67mm | 100-240VAC 50/60Hz | DPt100 | SSR 12VDC 20 mA Max. | None | ℃
109770460 | TAS-B4SP1C | 983.8125 | None | W48 X H48 X L67mm | 100-240VAC 50/60Hz | DPt100 | SSR 12VDC 20 mA Max. | None | ℃
109770470 | TAS-B4SP2C | 983.8125 | None | W48 X H48 X L67mm | 100-240VAC 50/60Hz | DPt100 | SSR 12VDC 20 mA Max. | None | ℃
109770480 | TAS-B4SP4C | 983.8125 | None | W48 X H48 X L67mm | 100-240VAC 50/60Hz | DPt100 | SSR 12VDC 20 mA Max. | None | ℃
109770490 | TAS-B4SP0F | 983.8125 | None | W48 X H48 X L67mm | 100-240VAC 50/60Hz | DPt100 | SSR 12VDC 20 mA Max. | None | ℉
109770500 | TAS-B4SP1F | 983.8125 | None | W48 X H48 X L67mm | 100-240VAC 50/60Hz | DPt100 | SSR 12VDC 20 mA Max. | None | ℉
109770510 | TAS-B4SP2F | 983.8125 | None | W48 X H48 X L67mm | 100-240VAC 50/60Hz | DPt100 | SSR 12VDC 20 mA Max. | None | ℉
109770520 | TAS-B4SP4F | 983.8125 | None | W48 X H48 X L67mm | 100-240VAC 50/60Hz | DPt100 | SSR 12VDC 20 mA Max. | None | ℉
■Non-indicationg type temperature controllers
Артикул | Model | Retail price, RUR | control method | control output | Temperature range | Sensor input type | Unit
109780010 | TAM-B4RK1C | 1311.75 | ON/OFF & PID control | Relay output | 0~100 | K(CA) | ℃
109780020 | TAM-B4RK2C | 1311.75 | ON/OFF & PID control | Relay output | 0~200 | K(CA) | ℃
109780030 | TAM-B4RK4C | 1311.75 | ON/OFF & PID control | Relay output | 0~400 | K(CA) | ℃
109780040 | TAM-B4RK6C | 1311.75 | ON/OFF & PID control | Relay output | 0~600 | K(CA) | ℃
109780050 | TAM-B4RK8C | 1311.75 | ON/OFF & PID control | Relay output | 0~800 | K(CA) | ℃
109780060 | TAM-B4RKCC | 1311.75 | ON/OFF & PID control | Relay output | 0~1,200 | K(CA) | ℃
109780070 | TAM-B4RK1F | 1311.75 | ON/OFF & PID control | Relay output | 32~212 | K(CA) | ℉
109780080 | TAM-B4RK2F | 1311.75 | ON/OFF & PID control | Relay output | 32~392 | K(CA) | ℉
109780090 | TAM-B4RK4F | 1311.75 | ON/OFF & PID control | Relay output | 32~752 | K(CA) | ℉
109780100 | TAM-B4RK6F | 1311.75 | ON/OFF & PID control | Relay output | 32~1,112 | K(CA) | ℉
109780110 | TAM-B4RK8F | 1311.75 | ON/OFF & PID control | Relay output | 32~1,472 | K(CA) | ℉
109780120 | TAM-B4RKCF | 1311.75 | ON/OFF & PID control | Relay output | 32~2,192 | K(CA) | ℉
109780130 | TAM-B4SK1C | 1311.75 | ON/OFF & PID control | SSR drive output | 0~100 | K(CA) | ℃
109780140 | TAM-B4SK2C | 1311.75 | ON/OFF & PID control | SSR drive output | 0~200 | K(CA) | ℃
109780150 | TAM-B4SK4C | 1311.75 | ON/OFF & PID control | SSR drive output | 0~400 | K(CA) | ℃
109780160 | TAM-B4SK6C | 1311.75 | ON/OFF & PID control | SSR drive output | 0~600 | K(CA) | ℃
109780170 | TAM-B4SK8C | 1311.75 | ON/OFF & PID control | SSR drive output | 0~800 | K(CA) | ℃
109780180 | TAM-B4SKCC | 1311.75 | ON/OFF & PID control | SSR drive output | 0~1,200 | K(CA) | ℃
109780190 | TAM-B4SK1F | 1311.75 | ON/OFF & PID control | SSR drive output | 32~212 | K(CA) | ℉
109780200 | TAM-B4SK2F | 1311.75 | ON/OFF & PID control | SSR drive output | 32~392 | K(CA) | ℉
109780210 | TAM-B4SK4F | 1311.75 | ON/OFF & PID control | SSR drive output | 32~752 | K(CA) | ℉
109780220 | TAM-B4SK6F | 1311.75 | ON/OFF & PID control | SSR drive output | 32~1,112 | K(CA) | ℉
109780230 | TAM-B4SK8F | 1311.75 | ON/OFF & PID control | SSR drive output | 32~1,472 | K(CA) | ℉
109780240 | TAM-B4SKCF | 1311.75 | ON/OFF & PID control | SSR drive output | 32~2,192 | K(CA) | ℉
109780250 | TAM-B4RJ2C | 1311.75 | ON/OFF & PID control | Relay output | 0~200 | J(IC) | ℃
109780260 | TAM-B4RJ3C | 1311.75 | ON/OFF & PID control | Relay output | 0~300 | J(IC) | ℃
109780270 | TAM-B4RJ4C | 1311.75 | ON/OFF & PID control | Relay output | 0~400 | J(IC) | ℃
109780280 | TAM-B4RJ2F | 1311.75 | ON/OFF & PID control | Relay output | 32~392 | J(IC) | ℉
109780290 | TAM-B4RJ3F | 1311.75 | ON/OFF & PID control | Relay output | 32~572 | J(IC) | ℉
109780300 | TAM-B4RJ4F | 1311.75 | ON/OFF & PID control | Relay output | 32~752 | J(IC) | ℉
109780310 | TAM-B4SJ2C | 1311.75 | ON/OFF & PID control | SSR drive output | 0~200 | J(IC) | ℃
109780320 | TAM-B4SJ3C | 1311.75 | ON/OFF & PID control | SSR drive output | 0~300 | J(IC) | ℃
109780330 | TAM-B4SJ4C | 1311.75 | ON/OFF & PID control | SSR drive output | 0~400 | J(IC) | ℃
109780340 | TAM-B4SJ2F | 1311.75 | ON/OFF & PID control | SSR drive output | 32~392 | J(IC) | ℉
109780350 | TAM-B4SJ3F | 1311.75 | ON/OFF & PID control | SSR drive output | 32~572 | J(IC) | ℉
109780360 | TAM-B4SJ4F | 1311.75 | ON/OFF & PID control | SSR drive output | 32~752 | J(IC) | ℉
109780370 | TAM-B4RP0C | 1311.75 | ON/OFF & PID control | Relay output | -50~100 | DPt100 | ℃
109780380 | TAM-B4RP1C | 1311.75 | ON/OFF & PID control | Relay output | 0~100 | DPt101 | ℃
109780390 | TAM-B4RP2C | 1311.75 | ON/OFF & PID control | Relay output | 0~200 | DPt102 | ℃
109780400 | TAM-B4RP4C | 1311.75 | ON/OFF & PID control | Relay output | 0~400 | DPt103 | ℃
109780410 | TAM-B4RP0F | 1311.75 | ON/OFF & PID control | Relay output | -58~212 | DPt104 | ℉
109780420 | TAM-B4RP1F | 1311.75 | ON/OFF & PID control | Relay output | 32~212 | DPt105 | ℉
109780430 | TAM-B4RP2F | 1311.75 | ON/OFF & PID control | Relay output | 32~392 | DPt106 | ℉
109780440 | TAM-B4RP4F | 1311.75 | ON/OFF & PID control | Relay output | 32~752 | DPt107 | ℉
109780450 | TAM-B4SP0C | 1311.75 | ON/OFF & PID control | SSR drive output | -50~100 | DPt108 | ℃
109780460 | TAM-B4SP1C | 1311.75 | ON/OFF & PID control | SSR drive output | 0~100 | DPt109 | ℃
109780470 | TAM-B4SP2C | 1311.75 | ON/OFF & PID control | SSR drive output | 0~200 | DPt110 | ℃
109780480 | TAM-B4SP4C | 1311.75 | ON/OFF & PID control | SSR drive output | 0~400 | DPt111 | ℃
109780490 | TAM-B4SP0F | 1311.75 | ON/OFF & PID control | SSR drive output | -58~212 | DPt112 | ℉
109780500 | TAM-B4SP1F | 1311.75 | ON/OFF & PID control | SSR drive output | 32~212 | DPt113 | ℉
109780510 | TAM-B4SP2F | 1311.75 | ON/OFF & PID control | SSR drive output | 32~392 | DPt114 | ℉
109780520 | TAM-B4SP4F | 1311.75 | ON/OFF & PID control | SSR drive output | 32~752 | DPt115 | ℉
■Non-indicationg type temperature controllers
Артикул | Model | Retail price, RUR | control method | control output | Temperature range | Sensor input type | Unit
109790010 | TAL-B4RK1C | 1311.75 | ON/OFF & PID control | Relay output | 0~100 | K(CA) | ℃
109790020 | TAL-B4RK2C | 1311.75 | ON/OFF & PID control | Relay output | 0~200 | K(CA) | ℃
109790030 | TAL-B4RK4C | 1311.75 | ON/OFF & PID control | Relay output | 0~400 | K(CA) | ℃
109790040 | TAL-B4RK6C | 1311.75 | ON/OFF & PID control | Relay output | 0~600 | K(CA) | ℃
109790050 | TAL-B4RK8C | 1311.75 | ON/OFF & PID control | Relay output | 0~800 | K(CA) | ℃
109790060 | TAL-B4RKCC | 1311.75 | ON/OFF & PID control | Relay output | 0~1,200 | K(CA) | ℃
109790070 | TAL-B4RK1F | 1311.75 | ON/OFF & PID control | Relay output | 32~212 | K(CA) | ℉
109790080 | TAL-B4RK2F | 1311.75 | ON/OFF & PID control | Relay output | 32~392 | K(CA) | ℉
109790090 | TAL-B4RK4F | 1311.75 | ON/OFF & PID control | Relay output | 32~752 | K(CA) | ℉
109790100 | TAL-B4RK6F | 1311.75 | ON/OFF & PID control | Relay output | 32~1,112 | K(CA) | ℉
109790110 | TAL-B4RK8F | 1311.75 | ON/OFF & PID control | Relay output | 32~1,472 | K(CA) | ℉
109790120 | TAL-B4RKCF | 1311.75 | ON/OFF & PID control | Relay output | 32~2,192 | K(CA) | ℉
109790130 | TAL-B4SK1C | 1311.75 | ON/OFF & PID control | SSR drive output | 0~100 | K(CA) | ℃
109790140 | TAL-B4SK2C | 1311.75 | ON/OFF & PID control | SSR drive output | 0~200 | K(CA) | ℃
109790150 | TAL-B4SK4C | 1311.75 | ON/OFF & PID control | SSR drive output | 0~400 | K(CA) | ℃
109790160 | TAL-B4SK6C | 1311.75 | ON/OFF & PID control | SSR drive output | 0~600 | K(CA) | ℃
109790170 | TAL-B4SK8C | 1311.75 | ON/OFF & PID control | SSR drive output | 0~800 | K(CA) | ℃
109790180 | TAL-B4SKCC | 1311.75 | ON/OFF & PID control | SSR drive output | 0~1,200 | K(CA) | ℃
109790190 | TAL-B4SK1F | 1311.75 | ON/OFF & PID control | SSR drive output | 32~212 | K(CA) | ℉
109790200 | TAL-B4SK2F | 1311.75 | ON/OFF & PID control | SSR drive output | 32~392 | K(CA) | ℉
109790210 | TAL-B4SK4F | 1311.75 | ON/OFF & PID control | SSR drive output | 32~752 | K(CA) | ℉
109790220 | TAL-B4SK6F | 1311.75 | ON/OFF & PID control | SSR drive output | 32~1,112 | K(CA) | ℉
109790230 | TAL-B4SK8F | 1311.75 | ON/OFF & PID control | SSR drive output | 32~1,472 | K(CA) | ℉
109790240 | TAL-B4SKCF | 1311.75 | ON/OFF & PID control | SSR drive output | 32~2,192 | K(CA) | ℉
109790250 | TAL-B4RJ2C | 1311.75 | ON/OFF & PID control | Relay output | 0~200 | J(IC) | ℃
109790260 | TAL-B4RJ3C | 1311.75 | ON/OFF & PID control | Relay output | 0~300 | J(IC) | ℃
109790270 | TAL-B4RJ4C | 1311.75 | ON/OFF & PID control | Relay output | 0~400 | J(IC) | ℃
109790280 | TAL-B4RJ2F | 1311.75 | ON/OFF & PID control | Relay output | 32~392 | J(IC) | ℉
109790290 | TAL-B4RJ3F | 1311.75 | ON/OFF & PID control | Relay output | 32~572 | J(IC) | ℉
109790300 | TAL-B4RJ4F | 1311.75 | ON/OFF & PID control | Relay output | 32~752 | J(IC) | ℉
109790310 | TAL-B4SJ2C | 1311.75 | ON/OFF & PID control | SSR drive output | 0~200 | J(IC) | ℃
109790320 | TAL-B4SJ3C | 1311.75 | ON/OFF & PID control | SSR drive output | 0~300 | J(IC) | ℃
109790330 | TAL-B4SJ4C | 1311.75 | ON/OFF & PID control | SSR drive output | 0~400 | J(IC) | ℃
109790340 | TAL-B4SJ2F | 1311.75 | ON/OFF & PID control | SSR drive output | 32~392 | J(IC) | ℉
109790350 | TAL-B4SJ3F | 1311.75 | ON/OFF & PID control | SSR drive output | 32~572 | J(IC) | ℉
109790360 | TAL-B4SJ4F | 1311.75 | ON/OFF & PID control | SSR drive output | 32~752 | J(IC) | ℉
109790370 | TAL-B4RP0C | 1311.75 | ON/OFF & PID control | Relay output | -50~100 | DPt100 | ℃
109790380 | TAL-B4RP1C | 1311.75 | ON/OFF & PID control | Relay output | 0~100 | DPt101 | ℃
109790390 | TAL-B4RP2C | 1311.75 | ON/OFF & PID control | Relay output | 0~200 | DPt102 | ℃
109790400 | TAL-B4RP4C | 1311.75 | ON/OFF & PID control | Relay output | 0~400 | DPt103 | ℃
109790410 | TAL-B4RP0F | 1311.75 | ON/OFF & PID control | Relay output | -58~212 | DPt104 | ℉
109790420 | TAL-B4RP1F | 1311.75 | ON/OFF & PID control | Relay output | 32~212 | DPt105 | ℉
109790430 | TAL-B4RP2F | 1311.75 | ON/OFF & PID control | Relay output | 32~392 | DPt106 | ℉
109790440 | TAL-B4RP4F | 1311.75 | ON/OFF & PID control | Relay output | 32~752 | DPt107 | ℉
109790450 | TAL-B4SP0C | 1311.75 | ON/OFF & PID control | SSR drive output | -50~100 | DPt108 | ℃
109790460 | TAL-B4SP1C | 1311.75 | ON/OFF & PID control | SSR drive output | 0~100 | DPt109 | ℃
109790470 | TAL-B4SP2C | 1311.75 | ON/OFF & PID control | SSR drive output | 0~200 | DPt110 | ℃
109790480 | TAL-B4SP4C | 1311.75 | ON/OFF & PID control | SSR drive output | 0~400 | DPt111 | ℃
109790490 | TAL-B4SP0F | 1311.75 | ON/OFF & PID control | SSR drive output | -58~212 | DPt112 | ℉
109790500 | TAL-B4SP1F | 1311.75 | ON/OFF & PID control | SSR drive output | 32~212 | DPt113 | ℉
109790510 | TAL-B4SP2F | 1311.75 | ON/OFF & PID control | SSR drive output | 32~392 | DPt114 | ℉
109790520 | TAL-B4SP4F | 1311.75 | ON/OFF & PID control | SSR drive output | 32~752 | DPt115 | ℉
Артикул | Model | Retail price, RUR | Digit | Size | Power supply | Input | Main Output | Control Mode
107051110 | SPC1-35 | 0 |  |  | 220VAC/35A
107051130 | SPC1-35-E | 2420.1787 |  |  | 220VAC/35A
107051120 | SPC1-50 | 3030.1425 | None
107051140 | SPC1-50-E | 3030.1425 | None |  |  |  | AC220V Max. 50A
Артикул | Model | Retail price, RUR | Digit | Size | Power supply | Input | Output | Communication distance
107090011 | SCM-38I | 2939.0625 | None | W39 X H23.5 X L75.5mm | 12-24VDC(ENG) | RS232C | RS485 | Max. 1.2 km
107090410 | SCM-CCRSI | 0 |  |  |  |  | CC-LINK TO RS-232/422/485
107090111 | SCM-US | 2939.0625 | None | W52 X H18 X L8mm | SERIAL CABLE(ENG) | USB | RS485 | 1.5m (no extension allowed)
107090211 | SCM-US48I | 2939.0625 | None | W39 X H23.5 X L75.5mm | SERIAL CABLE(ENG) | USB | RS485 | USB: 1m+-30%, RS485: Max. 1.2 km
107090310 | SCM-WF48 | 8043.75 |  |  |  |  | USB/RS-485 TO WIFI
Артикул | Model | Retail price, RUR | Digit | Size | Power supply |  | Control output | Alarm output
109660140 | TD4H-14C | 3213.7875 | 4 Digit | W48 X H96 | 100-240VAC 50/60Hz |  | Current+SSR | Alarm output 1 contact
109660130 | TD4H-14R | 3213.7875 | 4 Digit | W48 X H96 | 100-240VAC 50/60Hz |  | Relay+SSR | Alarm output 1 contact
109660160 | TD4H-24C | 3338.4037 | 4 Digit | W48 X H96 | 100-240VAC 50/60Hz |  | Current+SSR | Alarm output 2 contacts
109660150 | TD4H-24R | 3338.4037 | 4 Digit | W48 X H96 | 100-240VAC 50/60Hz |  | Relay+SSR | Alarm output 2 contacts
109660120 | TD4H-N4C | 3102.2887 | 4 Digit | W48 X H96 | 100-240VAC 50/60Hz |  | Current+SSR | No alarm output
109660110 | TD4H-N4R | 3102.2887 | 4 Digit | W48 X H96 | 100-240VAC 50/60Hz |  | Relay+SSR | No alarm output
109670140 | TD4L-14C | 3338.4037 | 4 Digit | W48 X H96 | 100-240VAC 50/60Hz |  | Current+SSR | Alarm output 1 contact
109670130 | TD4L-14R | 3338.4037 | 4 Digit | W48 X H96 | 100-240VAC 50/60Hz |  | Relay+SSR | Alarm output 1 contact
109670160 | TD4L-24C | 3456.4613 | 4 Digit | W48 X H96 | 100-240VAC 50/60Hz |  | Current+SSR | Alarm output 2 contacts
109670150 | TD4L-24R | 3456.4613 | 4 Digit | W48 X H96 | 100-240VAC 50/60Hz |  | Relay+SSR | Alarm output 2 contacts
109670120 | TD4L-N4C | 3213.7875 | 4 Digit | W48 X H96 | 100-240VAC 50/60Hz |  | Current+SSR | No alarm output
109670110 | TD4L-N4R | 3213.7875 | 4 Digit | W48 X H96 | 100-240VAC 50/60Hz |  | Relay+SSR | No alarm output
109680120 | TD4LP-14C | 3574.5187 | 4 Digit | W96 X H96 Alarm setting type | 100-240VAC 50/60Hz |  | Current+SSR | Alarm output 1 contact
109680110 | TD4LP-14R | 3574.5187 | 4 Digit | W96 X H96 Alarm setting type | 100-240VAC 50/60Hz |  | Relay+SSR | Alarm output 1 contact
109650160 | TD4M-14C | 3102.2887 | 4 Digit | W72 X H72 | 100-240VAC 50/60Hz |  | Current | Alarm output 1 contact
109650140 | TD4M-14R | 3102.2887 | 4 Digit | W72 X H72 | 100-240VAC 50/60Hz |  | Relay | Alarm output 1 contact
109650150 | TD4M-14S | 3102.2887 | 4 Digit | W72 X H72 | 100-240VAC 50/60Hz |  | SSR | Alarm output 1 contact
109650130 | TD4M-N4C | 2984.2312 | 4 Digit | W72 X H72 | 100-240VAC 50/60Hz |  | Current | No alarm output
109650110 | TD4M-N4R | 2984.2312 | 4 Digit | W72 X H72 | 100-240VAC 50/60Hz |  | Relay | No alarm output
109650120 | TD4M-N4S | 2984.2312 | 4 Digit | W72 X H72 | 100-240VAC 50/60Hz |  | SSR | No alarm output
109590130 | TD4SP-N4C | 2741.5575 | 4 Digit | W48 X H48 (8 pin plug type) | 100-240VAC 50/60Hz |  | Current | No alarm output
109590110 | TD4SP-N4R | 2741.5575 | 4 Digit | W48 X H48 (8 pin plug type) | 100-240VAC 50/60Hz |  | Relay | No alarm output
109590120 | TD4SP-N4S | 2741.5575 | 4 Digit | W48 X H48 (8 pin plug type) | 100-240VAC 50/60Hz |  | SSR | No alarm output
Артикул | Model | Retail price, RUR | Digit | Size | Power supply | Sensor type
109520010 | TC3YF-14R | 1311.75 | 3 Digit | W72 X H36 | 100-240VAC 50/60Hz | NTC
109520020 | TC3YF-24R | 1508.5125 | 3 Digit | W72 X H36 | 100-240VAC 50/60Hz | NTC
109520030 | TC3YF-34R | 1705.275 | 3 Digit | W72 X H36 | 100-240VAC 50/60Hz | NTC
109520210 | TC3YF-14R | 1311.75 | 3 Digit | W72 X H36 | 100-240VAC 50/60Hz | RTD (option)
109520220 | TC3YF-24R | 1508.5125 | 3 Digit | W72 X H36 | 100-240VAC 50/60Hz | RTD (option)
109520230 | TC3YF-34R | 1705.275 | 3 Digit | W72 X H36 | 100-240VAC 50/60Hz | RTD (option)
109520310 | TC3YF-11R | 1311.75 | 3 Digit |  |  | NTC
109520320 | TC3YF-21R | 1508.5125 | 3 Digit |  |  | NTC
109520330 | TC3YF-31R | 1705.275 | 3 Digit |  |  | NTC
109520360 | TC3YF-11R | 1311.75 | 3 Digit |  |  | RTD
109520370 | TC3YF-21R | 1508.5125 | 3 Digit |  |  | RTD
109520380 | TC3YF-31R | 1705.275 | 3 Digit |  |  | RTD
109540010 | TC3YT-B4R3 | 2164.3875 | 3 Digit | W72 X H36 | 100-240VAC 50/60Hz | T.C.: K, J RTD: DIN Pt100
109540030 | TC3YT-B4R16 | 2295.5625 | 3 Digit | W72 X H36 | 100-240VAC 50/60Hz | T.C.: K, J RTD: DIN Pt100
109540031 | TC3YT-B4R16 | 2295.5625 | 3 Digit |  |  | OPTION-ALARM
109920010 | TC3YF-SENSOR | 327.9375 |  |  |  | NTC
109920020 | TC3YF-SENSOR | 1200.2513 |  |  |  | RTD
Артикул | Model | Retail price, RUR | Module type |  |  |  | Control output | Sub output
109800020 | TM2-22CB | 7280.2125 | Basic module |  |  |  | Current/SSR | Alarm1+Alarm2
109800060 | TM2-22CE | 7017.8625 | Expansion module |  |  |  | Current/SSR | Alarm1+Alarm2
109800010 | TM2-22RB | 7280.2125 | Basic module |  |  |  | Relay | Alarm1+Alarm2
109800050 | TM2-22RE | 7017.8625 | Expansion module |  |  |  | Relay | Alarm1+Alarm2
109800040 | TM2-42CB | 7804.9125 | Basic module |  |  |  | Current/SSR | Alarm1+Alarm2+Alarm3+Alarm4
109800080 | TM2-42CE | 7542.5625 | Expansion module |  |  |  | Current/SSR | Alarm1+Alarm2+Alarm3+Alarm4
109800030 | TM2-42RB | 7804.9125 | Basic module |  |  |  | Relay | Alarm1+Alarm2+Alarm3+Alarm4
109800070 | TM2-42RE | 7542.5625 | Expansion module |  |  |  | Relay | Alarm1+Alarm2+Alarm3+Alarm4
109690010 | TM4-N2RB | 9051.075 | Basic module |  |  |  | Relay | None
109690030 | TM4-N2RE | 8526.375 | Expansion module |  |  |  | Relay | None
109690020 | TM4-N2SB | 9051.075 | Basic module |  |  |  | SSR | None
109690040 | TM4-N2SE | 8526.375 | Expansion module |  |  |  | SSR | None
Артикул | Model | Retail price, RUR | Digit | Size | Power Supply |  | Out1 Control Output | Option Output | Out2 Control Output
109740491 | TK4H-14CC | 3672.9 |  |  | 1
109740130 | TK4H-14CN | 3213.7875 | 2 Displays (4 Digit) | DIN W48XH96MM | 100-240VAC 50/60Hz |  | Current or SSR Drive | Alarm1 | NONE
109740310 | TK4H-14CR | 3672.9 | 2 Displays (4 Digit) | DIN W48XH96MM | 100-240VAC 50/60Hz |  | Current or SSR Drive | Alarm1 | Relay Contact Output
109740370 | TK4H-14RC | 3672.9 | 2 Displays (4 Digit) | DIN W48XH96MM | 100-240VAC 50/60Hz |  | Relay Contact Output | Alarm1 | Current or SSR Drive
109740010 | TK4H-14RN | 3213.7875 | 2 Displays (4 Digit) | DIN W48XH96MM | 100-240VAC 50/60Hz |  | Relay Contact Output | Alarm1 | NONE
109740190 | TK4H-14RR | 3672.9 | 2 Displays (4 Digit) | DIN W48XH96MM | 100-240VAC 50/60Hz |  | Relay Contact Output | Alarm1 | Relay Contact Output
109740430 | TK4H-14SC | 3672.9 | 2 Displays (4 Digit) | DIN W48XH96MM | 100-240VAC 50/60Hz |  | SSRP Voltage Output | Alarm1 | Current or SSR Drive
109740070 | TK4H-14SN | 3213.7875 | 2 Displays (4 Digit) | DIN W48XH96MM | 100-240VAC 50/60Hz |  | SSRP Voltage Output | Alarm1 | NONE
109740251 | TK4H-14SR | 3672.9 |  |  | 1
109740500 | TK4H-24CC | 4000.8375 | 2 Displays (4 Digit) | DIN W48XH96MM | 100-240VAC 50/60Hz |  | Current or SSR Drive | Alarm1+Alarm2 | Current or SSR Drive
109740140 | TK4H-24CN | 3541.725 | 2 Displays (4 Digit) | DIN W48XH96MM | 100-240VAC 50/60Hz |  | Current or SSR Drive | Alarm1+Alarm2 | NONE
109740320 | TK4H-24CR | 4000.8375 | 2 Displays (4 Digit) | DIN W48XH96MM | 100-240VAC 50/60Hz |  | Current or SSR Drive | Alarm1+Alarm2 | Relay Contact Output
109740380 | TK4H-24RC | 4000.8375 | 2 Displays (4 Digit) | DIN W48XH96MM | 100-240VAC 50/60Hz |  | Relay Contact Output | Alarm1+Alarm2 | Current or SSR Drive
109740020 | TK4H-24RN | 3541.725 | 2 Displays (4 Digit) | DIN W48XH96MM | 100-240VAC 50/60Hz |  | Relay Contact Output | Alarm1+Alarm2 | NONE
109740200 | TK4H-24RR | 4000.8375 | 2 Displays (4 Digit) | DIN W48XH96MM | 100-240VAC 50/60Hz |  | Relay Contact Output | Alarm1+Alarm2 | Relay Contact Output
109740440 | TK4H-24SC | 4000.8375 | 2 Displays (4 Digit) | DIN W48XH96MM | 100-240VAC 50/60Hz |  | SSRP Voltage Output | Alarm1+Alarm2 | Current or SSR Drive
109740081 | TK4H-24SN | 3541.725 |  |  | 1
109740260 | TK4H-24SR | 4000.8375 | 2 Displays (4 Digit) | DIN W48XH96MM | 100-240VAC 50/60Hz |  | SSRP Voltage Output | Alarm1+Alarm2 | Relay Contact Output
109740530 | TK4H-A4CC | 4328.775 | 2 Displays (4 Digit) | DIN W48XH96MM | 100-240VAC 50/60Hz |  | Current or SSR Drive | Alarm1+Alarm2+PV transmission | Current or SSR Drive
109740170 | TK4H-A4CN | 3869.6625 | 2 Displays (4 Digit) | DIN W48XH96MM | 100-240VAC 50/60Hz |  | Current or SSR Drive | Alarm1+Alarm2+PV transmission | NONE
109740351 | TK4H-A4CR | 4328.775 |  |  | 1
109740410 | TK4H-A4RC | 4328.775 | 2 Displays (4 Digit) | DIN W48XH96MM | 100-240VAC 50/60Hz |  | Relay Contact Output | Alarm1+Alarm2+PV transmission | Current or SSR Drive
109740050 | TK4H-A4RN | 3869.6625 | 2 Displays (4 Digit) | DIN W48XH96MM | 100-240VAC 50/60Hz |  | Relay Contact Output | Alarm1+Alarm2+PV transmission | NONE
109740230 | TK4H-A4RR | 4328.775 | 2 Displays (4 Digit) | DIN W48XH96MM | 100-240VAC 50/60Hz |  | Relay Contact Output | Alarm1+Alarm2+PV transmission | Relay Contact Output
109740471 | TK4H-A4SC | 4328.775 |  |  | 1
109740110 | TK4H-A4SN | 3869.6625 | 2 Displays (4 Digit) | DIN W48XH96MM | 100-240VAC 50/60Hz |  | SSRP Voltage Output | Alarm1+Alarm2+PV transmission | NONE
109740290 | TK4H-A4SR | 4328.775 | 2 Displays (4 Digit) | DIN W48XH96MM | 100-240VAC 50/60Hz |  | SSRP Voltage Output | Alarm1+Alarm2+PV transmission | Relay Contact Output
109740541 | TK4H-B4CC | 4591.125
109740181 | TK4H-B4CN | 4132.0125 |  |  | 1
109740360 | TK4H-B4CR | 4591.125 | 2 Displays (4 Digit) | DIN W48XH96MM | 100-240VAC 50/60Hz |  | Current or SSR Drive | Alarm1+Alarm2+RS485 | Relay Contact Output
109740420 | TK4H-B4RC | 4591.125 | 2 Displays (4 Digit) | DIN W48XH96MM | 100-240VAC 50/60Hz |  | Relay Contact Output | Alarm1+Alarm2+RS485 | Current or SSR Drive
109740061 | TK4H-B4RN | 4132.0125 |  |  | 1
109740241 | TK4H-B4RR | 4591.125 |  |  | 1
109740480 | TK4H-B4SC | 4591.125 | 2 Displays (4 Digit) | DIN W48XH96MM | 100-240VAC 50/60Hz |  | SSRP Voltage Output | Alarm1+Alarm2+RS485 | Current or SSR Drive
109740120 | TK4H-B4SN | 4132.0125 | 2 Displays (4 Digit) | DIN W48XH96MM | 100-240VAC 50/60Hz |  | SSRP Voltage Output | Alarm1+Alarm2+RS485 | NONE
109740034 | TK4H-B4SR | 0 |  |  | JACKET
109740300 | TK4H-B4SR | 4591.125 | 2 Displays (4 Digit) | DIN W48XH96MM | 100-240VAC 50/60Hz |  | SSRP Voltage Output | Alarm1+Alarm2+RS485 | Relay Contact Output
109740301 | TK4H-B4SR | 0 |  |  | BT
109740302 | TK4H-B4SR | 4591.125 |  |  | 1
109740303 | TK4H-B4SR | 0 |  |  | SCC
109740510 | TK4H-R4CC | 4000.8375 | 2 Displays (4 Digit) | DIN W48XH96MM | 100-240VAC 50/60Hz |  | Current or SSR Drive | Alarm1+PV transmission | Current or SSR Drive
109740150 | TK4H-R4CN | 3541.725 | 2 Displays (4 Digit) | DIN W48XH96MM | 100-240VAC 50/60Hz |  | Current or SSR Drive | Alarm1+PV transmission | NONE
109740330 | TK4H-R4CR | 4000.8375 | 2 Displays (4 Digit) | DIN W48XH96MM | 100-240VAC 50/60Hz |  | Current or SSR Drive | Alarm1+PV transmission | Relay Contact Output
109740390 | TK4H-R4RC | 4000.8375 | 2 Displays (4 Digit) | DIN W48XH96MM | 100-240VAC 50/60Hz |  | Relay Contact Output | Alarm1+PV transmission | Current or SSR Drive
109740030 | TK4H-R4RN | 3541.725 | 2 Displays (4 Digit) | DIN W48XH96MM | 100-240VAC 50/60Hz |  | Relay Contact Output | Alarm1+PV transmission | NONE
109740210 | TK4H-R4RR | 4000.8375 | 2 Displays (4 Digit) | DIN W48XH96MM | 100-240VAC 50/60Hz |  | Relay Contact Output | Alarm1+PV transmission | Relay Contact Output
109740450 | TK4H-R4SC | 4000.8375 | 2 Displays (4 Digit) | DIN W48XH96MM | 100-240VAC 50/60Hz |  | SSRP Voltage Output | Alarm1+PV transmission | Current or SSR Drive
109740091 | TK4H-R4SN | 3541.725 |  |  | 1
109740270 | TK4H-R4SR | 4000.8375 | 2 Displays (4 Digit) | DIN W48XH96MM | 100-240VAC 50/60Hz |  | SSRP Voltage Output | Alarm1+PV transmission | Relay Contact Output
109740520 | TK4H-T4CC | 4328.775 | 2 Displays (4 Digit) | DIN W48XH96MM | 100-240VAC 50/60Hz |  | Current or SSR Drive | Alarm1+RS485 | Current or SSR Drive
109740161 | TK4H-T4CN | 3869.6625 |  |  | 1
109740340 | TK4H-T4CR | 4328.775 | 2 Displays (4 Digit) | DIN W48XH96MM | 100-240VAC 50/60Hz |  | Current or SSR Drive | Alarm1+RS485 | Relay Contact Output
109740400 | TK4H-T4RC | 4328.775 | 2 Displays (4 Digit) | DIN W48XH96MM | 100-240VAC 50/60Hz |  | Relay Contact Output | Alarm1+RS485 | Current or SSR Drive
109740040 | TK4H-T4RN | 3869.6625 | 2 Displays (4 Digit) | DIN W48XH96MM | 100-240VAC 50/60Hz |  | Relay Contact Output | Alarm1+RS485 | NONE
109740221 | TK4H-T4RR | 4328.775 |  |  | 1
109740460 | TK4H-T4SC | 4328.775 | 2 Displays (4 Digit) | DIN W48XH96MM | 100-240VAC 50/60Hz |  | SSRP Voltage Output | Alarm1+RS485 | Current or SSR Drive
109740100 | TK4H-T4SN | 3869.6625 | 2 Displays (4 Digit) | DIN W48XH96MM | 100-240VAC 50/60Hz |  | SSRP Voltage Output | Alarm1+RS485 | NONE
109740280 | TK4H-T4SR | 4328.775 | 2 Displays (4 Digit) | DIN W48XH96MM | 100-240VAC 50/60Hz |  | SSRP Voltage Output | Alarm1+RS485 | Relay Contact Output
109750491 | TK4L-14CC | 3672.9 |  |  | 1
109750130 | TK4L-14CN | 3213.7875 | 2 Displays (4 Digit) | DIN W96XH96MM | 100-240VAC 50/60Hz |  | Current or SSR Drive | Alarm1 | NONE
109750311 | TK4L-14CR | 3672.9 |  |  | 1
109750371 | TK4L-14RC | 3672.9 |  |  | 1
109750010 | TK4L-14RN | 3213.7875 | 2 Displays (4 Digit) | DIN W96XH96MM | 100-240VAC 50/60Hz |  | Relay Contact Output | Alarm1 | NONE
109750191 | TK4L-14RR | 3672.9 |  |  | 1
109750430 | TK4L-14SC | 3672.9 | 2 Displays (4 Digit) | DIN W96XH96MM | 100-240VAC 50/60Hz |  | SSRP Voltage Output | Alarm1 | Current or SSR Drive
109750070 | TK4L-14SN | 3213.7875 | 2 Displays (4 Digit) | DIN W96XH96MM | 100-240VAC 50/60Hz |  | SSRP Voltage Output | Alarm1 | NONE
109750251 | TK4L-14SR | 3672.9 |  |  | 1
109750501 | TK4L-24CC | 4000.8375 |  |  | 1
109750140 | TK4L-24CN | 3541.725 | 2 Displays (4 Digit) | DIN W96XH96MM | 100-240VAC 50/60Hz |  | Current or SSR Drive | Alarm1+Alarm2 | NONE
109750321 | TK4L-24CR | 4000.8375 |  |  | 1
109750380 | TK4L-24RC | 4000.8375 | 2 Displays (4 Digit) | DIN W96XH96MM | 100-240VAC 50/60Hz |  | Relay Contact Output | Alarm1+Alarm2 | Current or SSR Drive
109750020 | TK4L-24RN | 3541.725 | 2 Displays (4 Digit) | DIN W96XH96MM | 100-240VAC 50/60Hz |  | Relay Contact Output | Alarm1+Alarm2 | NONE
109750200 | TK4L-24RR | 4000.8375 | 2 Displays (4 Digit) | DIN W96XH96MM | 100-240VAC 50/60Hz |  | Relay Contact Output | Alarm1+Alarm2 | Relay Contact Output
109750440 | TK4L-24SC | 4000.8375 | 2 Displays (4 Digit) | DIN W96XH96MM | 100-240VAC 50/60Hz |  | SSRP Voltage Output | Alarm1+Alarm2 | Current or SSR Drive
109750081 | TK4L-24SN | 3541.725 |  |  | 1
109750260 | TK4L-24SR | 4000.8375 | 2 Displays (4 Digit) | DIN W96XH96MM | 100-240VAC 50/60Hz |  | SSRP Voltage Output | Alarm1+Alarm2 | Relay Contact Output
109750530 | TK4L-A4CC | 4328.775 | 2 Displays (4 Digit) | DIN W96XH96MM | 100-240VAC 50/60Hz |  | Current or SSR Drive | Alarm1+Alarm2+PV transmission | Current or SSR Drive
109750171 | TK4L-A4CN | 3869.6625 |  |  | 1
109750350 | TK4L-A4CR | 4328.775 | 2 Displays (4 Digit) | DIN W96XH96MM | 100-240VAC 50/60Hz |  | Current or SSR Drive | Alarm1+Alarm2+PV transmission | Relay Contact Output
109750410 | TK4L-A4RC | 4328.775 | 2 Displays (4 Digit) | DIN W96XH96MM | 100-240VAC 50/60Hz |  | Relay Contact Output | Alarm1+Alarm2+PV transmission | Current or SSR Drive
109750051 | TK4L-A4RN | 3869.6625 |  |  | 1
109750230 | TK4L-A4RR | 4328.775 | 2 Displays (4 Digit) | DIN W96XH96MM | 100-240VAC 50/60Hz |  | Relay Contact Output | Alarm1+Alarm2+PV transmission | Relay Contact Output
109750470 | TK4L-A4SC | 4328.775 | 2 Displays (4 Digit) | DIN W96XH96MM | 100-240VAC 50/60Hz |  | SSRP Voltage Output | Alarm1+Alarm2+PV transmission | Current or SSR Drive
109750110 | TK4L-A4SN | 3869.6625 | 2 Displays (4 Digit) | DIN W96XH96MM | 100-240VAC 50/60Hz |  | SSRP Voltage Output | Alarm1+Alarm2+PV transmission | NONE
109750290 | TK4L-A4SR | 4328.775 | 2 Displays (4 Digit) | DIN W96XH96MM | 100-240VAC 50/60Hz |  | SSRP Voltage Output | Alarm1+Alarm2+PV transmission | Relay Contact Output
109750540 | TK4L-B4CC | 4591.125 | 2 Displays (4 Digit) | DIN W96XH96MM | 100-240VAC 50/60Hz |  | Current or SSR Drive | Alarm1+Alarm2+RS485 | Current or SSR Drive
109750181 | TK4L-B4CN | 4132.0125 |  |  | 1
109750361 | TK4L-B4CR | 4591.125 |  |  | 1
109750420 | TK4L-B4RC | 4591.125 | 2 Displays (4 Digit) | DIN W96XH96MM | 100-240VAC 50/60Hz |  | Relay Contact Output | Alarm1+Alarm2+RS485 | Current or SSR Drive
109750060 | TK4L-B4RN | 4132.0125 | 2 Displays (4 Digit) | DIN W96XH96MM | 100-240VAC 50/60Hz |  | Relay Contact Output | Alarm1+Alarm2+RS485 | NONE
109750241 | TK4L-B4RR | 4591.125 |  |  | 1
109750480 | TK4L-B4SC | 4591.125 | 2 Displays (4 Digit) | DIN W96XH96MM | 100-240VAC 50/60Hz |  | SSRP Voltage Output | Alarm1+Alarm2+RS485 | Current or SSR Drive
109750120 | TK4L-B4SN | 4132.0125 | 2 Displays (4 Digit) | DIN W96XH96MM | 100-240VAC 50/60Hz |  | SSRP Voltage Output | Alarm1+Alarm2+RS485 | NONE
109750301 | TK4L-B4SR | 4591.125 |  |  | 1
109750510 | TK4L-R4CC | 4000.8375 | 2 Displays (4 Digit) | DIN W96XH96MM | 100-240VAC 50/60Hz |  | Current or SSR Drive | Alarm1+PV transmission | Current or SSR Drive
109750150 | TK4L-R4CN | 3541.725 | 2 Displays (4 Digit) | DIN W96XH96MM | 100-240VAC 50/60Hz |  | Current or SSR Drive | Alarm1+PV transmission | NONE
109750330 | TK4L-R4CR | 4000.8375 | 2 Displays (4 Digit) | DIN W96XH96MM | 100-240VAC 50/60Hz |  | Current or SSR Drive | Alarm1+PV transmission | Relay Contact Output
109750390 | TK4L-R4RC | 4000.8375 | 2 Displays (4 Digit) | DIN W96XH96MM | 100-240VAC 50/60Hz |  | Relay Contact Output | Alarm1+PV transmission | Current or SSR Drive
109750030 | TK4L-R4RN | 3541.725 | 2 Displays (4 Digit) | DIN W96XH96MM | 100-240VAC 50/60Hz |  | Relay Contact Output | Alarm1+PV transmission | NONE
109750210 | TK4L-R4RR | 4000.8375 | 2 Displays (4 Digit) | DIN W96XH96MM | 100-240VAC 50/60Hz |  | Relay Contact Output | Alarm1+PV transmission | Relay Contact Output
109750450 | TK4L-R4SC | 4000.8375 | 2 Displays (4 Digit) | DIN W96XH96MM | 100-240VAC 50/60Hz |  | SSRP Voltage Output | Alarm1+PV transmission | Current or SSR Drive
109750090 | TK4L-R4SN | 3541.725 | 2 Displays (4 Digit) | DIN W96XH96MM | 100-240VAC 50/60Hz |  | SSRP Voltage Output | Alarm1+PV transmission | NONE
109750270 | TK4L-R4SR | 4000.8375 | 2 Displays (4 Digit) | DIN W96XH96MM | 100-240VAC 50/60Hz |  | SSRP Voltage Output | Alarm1+PV transmission | Relay Contact Output
109750520 | TK4L-T4CC | 4328.775 | 2 Displays (4 Digit) | DIN W96XH96MM | 100-240VAC 50/60Hz |  | Current or SSR Drive | Alarm1+RS485 | Current or SSR Drive
109750161 | TK4L-T4CN | 3869.6625 |  |  | 1
109750340 | TK4L-T4CR | 4328.775 | 2 Displays (4 Digit) | DIN W96XH96MM | 100-240VAC 50/60Hz |  | Current or SSR Drive | Alarm1+RS485 | Relay Contact Output
109750400 | TK4L-T4RC | 4328.775 | 2 Displays (4 Digit) | DIN W96XH96MM | 100-240VAC 50/60Hz |  | Relay Contact Output | Alarm1+RS485 | Current or SSR Drive
109750040 | TK4L-T4RN | 3869.6625 | 2 Displays (4 Digit) | DIN W96XH96MM | 100-240VAC 50/60Hz |  | Relay Contact Output | Alarm1+RS485 | NONE
109750221 | TK4L-T4RR | 4328.775 |  |  | 1
109750460 | TK4L-T4SC | 4328.775 | 2 Displays (4 Digit) | DIN W96XH96MM | 100-240VAC 50/60Hz |  | SSRP Voltage Output | Alarm1+RS485 | Current or SSR Drive
109750100 | TK4L-T4SN | 3869.6625 | 2 Displays (4 Digit) | DIN W96XH96MM | 100-240VAC 50/60Hz |  | SSRP Voltage Output | Alarm1+RS485 | NONE
109750281 | TK4L-T4SR | 4328.775 |  |  | 1
109720490 | TK4M-14CC | 3672.9 | 2 Displays (4 Digit) | DIN W72XH72MM | 100-240VAC 50/60Hz |  | Current or SSR Drive | Alarm1 | Current or SSR Drive
109720130 | TK4M-14CN | 3213.7875 | 2 Displays (4 Digit) | DIN W72XH72MM | 100-240VAC 50/60Hz |  | Current or SSR Drive | Alarm1 | NONE
109720311 | TK4M-14CR | 3672.9 |  |  | 1
109720370 | TK4M-14RC | 3672.9 | 2 Displays (4 Digit) | DIN W72XH72MM | 100-240VAC 50/60Hz |  | Relay Contact Output | Alarm1 | Current or SSR Drive
109720010 | TK4M-14RN | 3213.7875 | 2 Displays (4 Digit) | DIN W72XH72MM | 100-240VAC 50/60Hz |  | Relay Contact Output | Alarm1 | NONE
109720190 | TK4M-14RR | 3672.9 | 2 Displays (4 Digit) | DIN W72XH72MM | 100-240VAC 50/60Hz |  | Relay Contact Output | Alarm1 | Relay Contact Output
109720430 | TK4M-14SC | 3672.9 | 2 Displays (4 Digit) | DIN W72XH72MM | 100-240VAC 50/60Hz |  | SSRP Voltage Output | Alarm1 | Current or SSR Drive
109720071 | TK4M-14SN | 3213.7875 |  |  | 1
109720250 | TK4M-14SR | 3672.9 | 2 Displays (4 Digit) | DIN W72XH72MM | 100-240VAC 50/60Hz |  | SSRP Voltage Output | Alarm1 | Relay Contact Output
109720500 | TK4M-24CC | 4000.8375 | 2 Displays (4 Digit) | DIN W72XH72MM | 100-240VAC 50/60Hz |  | Current or SSR Drive | Alarm1+Alarm2 | Current or SSR Drive
109720140 | TK4M-24CN | 3541.725 | 2 Displays (4 Digit) | DIN W72XH72MM | 100-240VAC 50/60Hz |  | Current or SSR Drive | Alarm1+Alarm2 | NONE
109720320 | TK4M-24CR | 4000.8375 | 2 Displays (4 Digit) | DIN W72XH72MM | 100-240VAC 50/60Hz |  | Current or SSR Drive | Alarm1+Alarm2 | Relay Contact Output
109720380 | TK4M-24RC | 4000.8375 | 2 Displays (4 Digit) | DIN W72XH72MM | 100-240VAC 50/60Hz |  | Relay Contact Output | Alarm1+Alarm2 | Current or SSR Drive
109720021 | TK4M-24RN | 3541.725 |  |  | 1
109720201 | TK4M-24RR | 4000.8375 |  |  | 1
109720440 | TK4M-24SC | 4000.8375 | 2 Displays (4 Digit) | DIN W72XH72MM | 100-240VAC 50/60Hz |  | SSRP Voltage Output | Alarm1+Alarm2 | Current or SSR Drive
109720080 | TK4M-24SN | 3541.725 | 2 Displays (4 Digit) | DIN W72XH72MM | 100-240VAC 50/60Hz |  | SSRP Voltage Output | Alarm1+Alarm2 | NONE
109720260 | TK4M-24SR | 4000.8375 | 2 Displays (4 Digit) | DIN W72XH72MM | 100-240VAC 50/60Hz |  | SSRP Voltage Output | Alarm1+Alarm2 | Relay Contact Output
109720531 | TK4M-A4CC | 4328.775 |  |  | 1
109720171 | TK4M-A4CN | 3869.6625 |  |  | 1
109720350 | TK4M-A4CR | 4328.775 | 2 Displays (4 Digit) | DIN W72XH72MM | 100-240VAC 50/60Hz |  | Current or SSR Drive | Alarm1+Alarm2+PV transmission | Relay Contact Output
109720410 | TK4M-A4RC | 4328.775 | 2 Displays (4 Digit) | DIN W72XH72MM | 100-240VAC 50/60Hz |  | Relay Contact Output | Alarm1+Alarm2+PV transmission | Current or SSR Drive
109720050 | TK4M-A4RN | 3869.6625 | 2 Displays (4 Digit) | DIN W72XH72MM | 100-240VAC 50/60Hz |  | Relay Contact Output | Alarm1+Alarm2+PV transmission | NONE
109720230 | TK4M-A4RR | 4328.775 | 2 Displays (4 Digit) | DIN W72XH72MM | 100-240VAC 50/60Hz |  | Relay Contact Output | Alarm1+Alarm2+PV transmission | Relay Contact Output
109720470 | TK4M-A4SC | 4328.775 | 2 Displays (4 Digit) | DIN W72XH72MM | 100-240VAC 50/60Hz |  | SSRP Voltage Output | Alarm1+Alarm2+PV transmission | Current or SSR Drive
109720110 | TK4M-A4SN | 3869.6625 | 2 Displays (4 Digit) | DIN W72XH72MM | 100-240VAC 50/60Hz |  | SSRP Voltage Output | Alarm1+Alarm2+PV transmission | NONE
109720291 | TK4M-A4SR | 4328.775 |  |  | 1
109720541 | TK4M-B4CC | 4591.125 |  |  | 1
109720181 | TK4M-B4CN | 4132.0125 |  |  | 1
109720360 | TK4M-B4CR | 4591.125 | 2 Displays (4 Digit) | DIN W72XH72MM | 100-240VAC 50/60Hz |  | Current or SSR Drive | Alarm1+Alarm2+RS485 | Relay Contact Output
109720420 | TK4M-B4RC | 4591.125 | 2 Displays (4 Digit) | DIN W72XH72MM | 100-240VAC 50/60Hz |  | Relay Contact Output | Alarm1+Alarm2+RS485 | Current or SSR Drive
109720060 | TK4M-B4RN | 4132.0125 | 2 Displays (4 Digit) | DIN W72XH72MM | 100-240VAC 50/60Hz |  | Relay Contact Output | Alarm1+Alarm2+RS485 | NONE
109720240 | TK4M-B4RR | 4591.125 | 2 Displays (4 Digit) | DIN W72XH72MM | 100-240VAC 50/60Hz |  | Relay Contact Output | Alarm1+Alarm2+RS485 | Relay Contact Output
109720480 | TK4M-B4SC | 4591.125 | 2 Displays (4 Digit) | DIN W72XH72MM | 100-240VAC 50/60Hz |  | SSRP Voltage Output | Alarm1+Alarm2+RS485 | Current or SSR Drive
109720120 | TK4M-B4SN | 4132.0125 | 2 Displays (4 Digit) | DIN W72XH72MM | 100-240VAC 50/60Hz |  | SSRP Voltage Output | Alarm1+Alarm2+RS485 | NONE
109720300 | TK4M-B4SR | 4591.125 | 2 Displays (4 Digit) | DIN W72XH72MM | 100-240VAC 50/60Hz |  | SSRP Voltage Output | Alarm1+Alarm2+RS485 | Relay Contact Output
109720510 | TK4M-R4CC | 4000.8375 | 2 Displays (4 Digit) | DIN W72XH72MM | 100-240VAC 50/60Hz |  | Current or SSR Drive | Alarm1+PV transmission | Current or SSR Drive
109720150 | TK4M-R4CN | 3541.725 | 2 Displays (4 Digit) | DIN W72XH72MM | 100-240VAC 50/60Hz |  | Current or SSR Drive | Alarm1+PV transmission | NONE
109720330 | TK4M-R4CR | 4000.8375 | 2 Displays (4 Digit) | DIN W72XH72MM | 100-240VAC 50/60Hz |  | Current or SSR Drive | Alarm1+PV transmission | Relay Contact Output
109720390 | TK4M-R4RC | 4000.8375 | 2 Displays (4 Digit) | DIN W72XH72MM | 100-240VAC 50/60Hz |  | Relay Contact Output | Alarm1+PV transmission | Current or SSR Drive
109720030 | TK4M-R4RN | 3541.725 | 2 Displays (4 Digit) | DIN W72XH72MM | 100-240VAC 50/60Hz |  | Relay Contact Output | Alarm1+PV transmission | NONE
109720210 | TK4M-R4RR | 4000.8375 | 2 Displays (4 Digit) | DIN W72XH72MM | 100-240VAC 50/60Hz |  | Relay Contact Output | Alarm1+PV transmission | Relay Contact Output
109720450 | TK4M-R4SC | 4000.8375 | 2 Displays (4 Digit) | DIN W72XH72MM | 100-240VAC 50/60Hz |  | SSRP Voltage Output | Alarm1+PV transmission | Current or SSR Drive
109720090 | TK4M-R4SN | 3541.725 | 2 Displays (4 Digit) | DIN W72XH72MM | 100-240VAC 50/60Hz |  | SSRP Voltage Output | Alarm1+PV transmission | NONE
109720270 | TK4M-R4SR | 4000.8375 | 2 Displays (4 Digit) | DIN W72XH72MM | 100-240VAC 50/60Hz |  | SSRP Voltage Output | Alarm1+PV transmission | Relay Contact Output
109720521 | TK4M-T4CC | 4328.775 |  |  | 1
109720161 | TK4M-T4CN | 3869.6625 |  |  | 1
109720340 | TK4M-T4CR | 4328.775 | 2 Displays (4 Digit) | DIN W72XH72MM | 100-240VAC 50/60Hz |  | Current or SSR Drive | Alarm1+RS485 | Relay Contact Output
109720400 | TK4M-T4RC | 4328.775 | 2 Displays (4 Digit) | DIN W72XH72MM | 100-240VAC 50/60Hz |  | Relay Contact Output | Alarm1+RS485 | Current or SSR Drive
109720040 | TK4M-T4RN | 3869.6625 | 2 Displays (4 Digit) | DIN W72XH72MM | 100-240VAC 50/60Hz |  | Relay Contact Output | Alarm1+RS485 | NONE
109720221 | TK4M-T4RR | 4328.775 |  |  | 1
109720460 | TK4M-T4SC | 4328.775 | 2 Displays (4 Digit) | DIN W72XH72MM | 100-240VAC 50/60Hz |  | SSRP Voltage Output | Alarm1+RS485 | Current or SSR Drive
109720100 | TK4M-T4SN | 3869.6625 | 2 Displays (4 Digit) | DIN W72XH72MM | 100-240VAC 50/60Hz |  | SSRP Voltage Output | Alarm1+RS485 | NONE
109720280 | TK4M-T4SR | 4328.775 | 2 Displays (4 Digit) | DIN W72XH72MM | 100-240VAC 50/60Hz |  | SSRP Voltage Output | Alarm1+RS485 | Relay Contact Output
109760160 | TK4N-14CC | 3213.7875 |  |  | 0
109760100 | TK4N-14CN | 2885.85 |  |  | 0
109760130 | TK4N-14CR | 3213.7875 |  |  | 0
109760070 | TK4N-14RC | 3213.7875 |  |  | 0
109760010 | TK4N-14RN | 2885.85 |  |  | 0
109760040 | TK4N-14RR | 3213.7875 |  |  | 0
109760340 | TK4N-14SC | 3213.7875 |  |  | 0
109760250 | TK4N-14SN | 2885.85 |  |  | 0
109760300 | TK4N-14SR | 3213.7875 |  |  | 0
109760380 | TK4N-24CN | 2885.85 |  |  | 0
109760190 | TK4N-24RN | 2885.85 |  |  | 0
109760260 | TK4N-24SN | 2885.85 |  |  | 0
109760430 | TK4N-D4CC | 3213.7875 |  |  | 0
109760390 | TK4N-D4CN | 2885.85 |  |  | 0
109760410 | TK4N-D4CR | 3213.7875 |  |  | 0
109760240 | TK4N-D4RC | 3213.7875 |  |  | 0
109760200 | TK4N-D4RN | 2885.85 |  |  | 0
109760220 | TK4N-D4RR | 3213.7875 |  |  | 0
109760350 | TK4N-D4SC | 3213.7875 |  |  | 0
109760270 | TK4N-D4SN | 2885.85 |  |  | 0
109760310 | TK4N-D4SR | 3213.7875 |  |  | 0
109760170 | TK4N-R4CC | 3213.7875 |  |  | 0
109760110 | TK4N-R4CN | 2885.85 |  |  | 0
109760140 | TK4N-R4CR | 3213.7875 |  |  | 0
109760080 | TK4N-R4RC | 3213.7875 |  |  | 0
109760020 | TK4N-R4RN | 2885.85 |  |  | 0
109760050 | TK4N-R4RR | 3213.7875 |  |  | 0
109760360 | TK4N-R4SC | 3213.7875 |  |  | 0
109760280 | TK4N-R4SN | 2885.85 |  |  | 0
109760320 | TK4N-R4SR | 3213.7875 |  |  | 0
109760180 | TK4N-T4CC | 3541.725 |  |  | 0
109760120 | TK4N-T4CN | 3213.7875 |  |  | 0
109760150 | TK4N-T4CR | 3541.725 |  |  | 0
109760090 | TK4N-T4RC | 3541.725 |  |  | 0
109760030 | TK4N-T4RN | 3213.7875 |  |  | 0
109760060 | TK4N-T4RR | 3541.725 |  |  | 0
109760370 | TK4N-T4SC | 3541.725 |  |  | 0
109760290 | TK4N-T4SN | 3213.7875 |  |  | 0
109760330 | TK4N-T4SR | 3541.725 |  |  | 0
109700490 | TK4S-14CC | 2951.4375 | 2 Displays (4 Digit) | DIN W48XH48MM(Plug type) | 100-240VAC 50/60Hz |  | Current or SSR Drive | Alarm1 | Current or SSR Drive
109700131 | TK4S-14CN | 2623.5 |  |  | 1
109700311 | TK4S-14CR | 2951.4375 |  |  | 1
109700371 | TK4S-14RC | 2951.4375 |  |  | 1
109700010 | TK4S-14RN | 2623.5 | 2 Displays (4 Digit) | DIN W48XH48MM(Plug type) | 100-240VAC 50/60Hz |  | Relay Contact Output | Alarm1 | NONE
109700190 | TK4S-14RR | 2951.4375 | 2 Displays (4 Digit) | DIN W48XH48MM(Plug type) | 100-240VAC 50/60Hz |  | Relay Contact Output | Alarm1 | Relay Contact Output
109700430 | TK4S-14SC | 2951.4375 | 2 Displays (4 Digit) | DIN W48XH48MM(Plug type) | 100-240VAC 50/60Hz |  | SSRP Voltage Output | Alarm1 | Current or SSR Drive
109700071 | TK4S-14SN | 2623.5 |  |  | 1
109700251 | TK4S-14SR | 2951.4375 |  |  | 1
109700501 | TK4S-24CC | 3213.7875 |  |  | 1
109700141 | TK4S-24CN | 2885.85 |  |  | 1
109700321 | TK4S-24CR | 3213.7875 |  |  | 1
109700380 | TK4S-24RC | 3213.7875 | 2 Displays (4 Digit) | DIN W48XH48MM(Plug type) | 100-240VAC 50/60Hz |  | Relay Contact Output | Alarm1+Alarm2 | Current or SSR Drive
109700021 | TK4S-24RN | 2885.85 |  |  | 1
109700201 | TK4S-24RR | 3213.7875 |  |  | 1
109700440 | TK4S-24SC | 3213.7875 | 2 Displays (4 Digit) | DIN W48XH48MM(Plug type) | 100-240VAC 50/60Hz |  | SSRP Voltage Output | Alarm1+Alarm2 | Current or SSR Drive
109700081 | TK4S-24SN | 2885.85 |  |  | 1
109700261 | TK4S-24SR | 3213.7875 |  |  | 1
109700530 | TK4S-A4CC | 3541.725 | 2 Displays (4 Digit) | DIN W48XH48MM(Plug type) | 100-240VAC 50/60Hz |  | Current or SSR Drive | Alarm1+Alarm2+PV transmission | Current or SSR Drive
109700171 | TK4S-A4CN | 3213.7875 |  |  | 1
109700350 | TK4S-A4CR | 3541.725 | 2 Displays (4 Digit) | DIN W48XH48MM(Plug type) | 100-240VAC 50/60Hz |  | Current or SSR Drive | Alarm1+Alarm2+PV transmission | Relay Contact Output
109700411 | TK4S-A4RC | 3541.725 |  |  | 1
109700051 | TK4S-A4RN | 3213.7875 |  |  | 1
109700231 | TK4S-A4RR | 3541.725 |  |  | 1
109700470 | TK4S-A4SC | 3541.725 | 2 Displays (4 Digit) | DIN W48XH48MM(Plug type) | 100-240VAC 50/60Hz |  | SSRP Voltage Output | Alarm1+Alarm2+PV transmission | Current or SSR Drive
109700111 | TK4S-A4SN | 3213.7875 |  |  | 1
109700290 | TK4S-A4SR | 3541.725 | 2 Displays (4 Digit) | DIN W48XH48MM(Plug type) | 100-240VAC 50/60Hz |  | SSRP Voltage Output | Alarm1+Alarm2+PV transmission | Relay Contact Output
109700540 | TK4S-B4CC | 3935.25 | 2 Displays (4 Digit) | DIN W48XH48MM(Plug type) | 100-240VAC 50/60Hz |  | Current or SSR Drive | Alarm1+Alarm2+RS485 | Current or SSR Drive
109700181 | TK4S-B4CN | 3541.725 |  |  | 1
109700360 | TK4S-B4CR | 3935.25 | 2 Displays (4 Digit) | DIN W48XH48MM(Plug type) | 100-240VAC 50/60Hz |  | Current or SSR Drive | Alarm1+Alarm2+RS485 | Relay Contact Output
109700420 | TK4S-B4RC | 3935.25 | 2 Displays (4 Digit) | DIN W48XH48MM(Plug type) | 100-240VAC 50/60Hz |  | Relay Contact Output | Alarm1+Alarm2+RS485 | Current or SSR Drive
109700061 | TK4S-B4RN | 3541.725 |  |  | 1
109700241 | TK4S-B4RR | 3935.25 |  |  | 1
109700481 | TK4S-B4SC | 3935.25 |  |  | 1
109700121 | TK4S-B4SN | 3541.725 |  |  | 1
109700300 | TK4S-B4SR | 3935.25 | 2 Displays (4 Digit) | DIN W48XH48MM(Plug type) | 100-240VAC 50/60Hz |  | SSRP Voltage Output | Alarm1+Alarm2+RS485 | Relay Contact Output
109710090 | TK4SP-14CC | 2820.2625 | 2 Displays (4 Digit) | DIN W48XH48MM(Terminal block type) | 100-240VAC 50/60Hz |  | Current or SSR Drive | Alarm1 | Current or SSR Drive
109710091 | TK4SP-14CC | 0 |  |  | 1
109710031 | TK4SP-14CN | 2492.325 |  |  | 1
109710060 | TK4SP-14CR | 2820.2625 | 2 Displays (4 Digit) | DIN W48XH48MM(Terminal block type) | 100-240VAC 50/60Hz |  | Current or SSR Drive | Alarm1 | Relay Contact Output
109710070 | TK4SP-14RC | 2820.2625 | 2 Displays (4 Digit) | DIN W48XH48MM(Terminal block type) | 100-240VAC 50/60Hz |  | Relay Contact Output | Alarm1 | Current or SSR Drive
109710010 | TK4SP-14RN | 2492.325 | 2 Displays (4 Digit) | DIN W48XH48MM(Terminal block type) | 100-240VAC 50/60Hz |  | Relay Contact Output | Alarm1 | NONE
109710040 | TK4SP-14RR | 2820.2625 | 2 Displays (4 Digit) | DIN W48XH48MM(Terminal block type) | 100-240VAC 50/60Hz |  | Relay Contact Output | Alarm1 | Relay Contact Output
109710041 | TK4SP-14RR | 0 |  |  | 1
109710080 | TK4SP-14SC | 2820.2625 | 2 Displays (4 Digit) | DIN W48XH48MM(Terminal block type) | 100-240VAC 50/60Hz |  | SSRP Voltage Output | Alarm1 | Current or SSR Drive
109710081 | TK4SP-14SC | 0 |  |  | 1
109710020 | TK4SP-14SN | 2492.325 | 2 Displays (4 Digit) | DIN W48XH48MM(Terminal block type) | 100-240VAC 50/60Hz |  | SSRP Voltage Output | Alarm1 | NONE
109710051 | TK4SP-14SR | 2820.2625 |  |  | 1
109700510 | TK4S-R4CC | 3213.7875 | 2 Displays (4 Digit) | DIN W48XH48MM(Plug type) | 100-240VAC 50/60Hz |  | Current or SSR Drive | Alarm1+PV transmission | Current or SSR Drive
109700150 | TK4S-R4CN | 2885.85 | 2 Displays (4 Digit) | DIN W48XH48MM(Plug type) | 100-240VAC 50/60Hz |  | Current or SSR Drive | Alarm1+PV transmission | NONE
109700331 | TK4S-R4CR | 3213.7875 |  |  | 1
109700391 | TK4S-R4RC | 3213.7875 |  |  | 1
109700030 | TK4S-R4RN | 2885.85 | 2 Displays (4 Digit) | DIN W48XH48MM(Plug type) | 100-240VAC 50/60Hz |  | Relay Contact Output | Alarm1+PV transmission | NONE
109700211 | TK4S-R4RR | 3213.7875 |  |  | 1
109700450 | TK4S-R4SC | 3213.7875 | 2 Displays (4 Digit) | DIN W48XH48MM(Plug type) | 100-240VAC 50/60Hz |  | SSRP Voltage Output | Alarm1+PV transmission | Current or SSR Drive
109700091 | TK4S-R4SN | 2885.85 |  |  | 1
109700270 | TK4S-R4SR | 3213.7875 | 2 Displays (4 Digit) | DIN W48XH48MM(Plug type) | 100-240VAC 50/60Hz |  | SSRP Voltage Output | Alarm1+PV transmission | Relay Contact Output
109700521 | TK4S-T4CC | 3541.725 |  |  | 1
109700160 | TK4S-T4CN | 3213.7875 | 2 Displays (4 Digit) | DIN W48XH48MM(Plug type) | 100-240VAC 50/60Hz |  | Current or SSR Drive | Alarm1+RS485 | NONE
109700341 | TK4S-T4CR | 3541.725 |  |  | 1
109700401 | TK4S-T4RC | 3541.725 |  |  | 1
109700041 | TK4S-T4RN | 3213.7875 |  |  | 1
109700221 | TK4S-T4RR | 3541.725 |  |  | 1
109700460 | TK4S-T4SC | 3541.725 | 2 Displays (4 Digit) | DIN W48XH48MM(Plug type) | 100-240VAC 50/60Hz |  | SSRP Voltage Output | Alarm1+RS485 | Current or SSR Drive
109700101 | TK4S-T4SN | 3213.7875 |  |  | 1
109700280 | TK4S-T4SR | 3541.725 | 2 Displays (4 Digit) | DIN W48XH48MM(Plug type) | 100-240VAC 50/60Hz |  | SSRP Voltage Output | Alarm1+RS485 | Relay Contact Output
109730490 | TK4W-14CC | 3672.9 | 2 Displays (4 Digit) | DIN W96XH48MM | 100-240VAC 50/60Hz |  | Current or SSR Drive | Alarm1 | Current or SSR Drive
109730130 | TK4W-14CN | 3213.7875 | 2 Displays (4 Digit) | DIN W96XH48MM | 100-240VAC 50/60Hz |  | Current or SSR Drive | Alarm1 | NONE
109730310 | TK4W-14CR | 3672.9 | 2 Displays (4 Digit) | DIN W96XH48MM | 100-240VAC 50/60Hz |  | Current or SSR Drive | Alarm1 | Relay Contact Output
109730371 | TK4W-14RC | 3672.9 |  |  | 1
109730011 | TK4W-14RN | 3213.7875 |  |  | 1
109730191 | TK4W-14RR | 3672.9 |  |  | 1
109730430 | TK4W-14SC | 3672.9 | 2 Displays (4 Digit) | DIN W96XH48MM | 100-240VAC 50/60Hz |  | SSRP Voltage Output | Alarm1 | Current or SSR Drive
109730070 | TK4W-14SN | 3213.7875 | 2 Displays (4 Digit) | DIN W96XH48MM | 100-240VAC 50/60Hz |  | SSRP Voltage Output | Alarm1 | NONE
109730250 | TK4W-14SR | 3672.9 | 2 Displays (4 Digit) | DIN W96XH48MM | 100-240VAC 50/60Hz |  | SSRP Voltage Output | Alarm1 | Relay Contact Output
109730500 | TK4W-24CC | 4000.8375 | 2 Displays (4 Digit) | DIN W96XH48MM | 100-240VAC 50/60Hz |  | Current or SSR Drive | Alarm1+Alarm2 | Current or SSR Drive
109730141 | TK4W-24CN | 3541.725 |  |  | 1
109730321 | TK4W-24CR | 4000.8375 |  |  | 1
109730380 | TK4W-24RC | 4000.8375 | 2 Displays (4 Digit) | DIN W96XH48MM | 100-240VAC 50/60Hz |  | Relay Contact Output | Alarm1+Alarm2 | Current or SSR Drive
109730021 | TK4W-24RN | 3541.725 |  |  | 1
109730201 | TK4W-24RR | 4000.8375 |  |  | 1
109730440 | TK4W-24SC | 4000.8375 | 2 Displays (4 Digit) | DIN W96XH48MM | 100-240VAC 50/60Hz |  | SSRP Voltage Output | Alarm1+Alarm2 | Current or SSR Drive
109730080 | TK4W-24SN | 3541.725 | 2 Displays (4 Digit) | DIN W96XH48MM | 100-240VAC 50/60Hz |  | SSRP Voltage Output | Alarm1+Alarm2 | NONE
109730260 | TK4W-24SR | 4000.8375 | 2 Displays (4 Digit) | DIN W96XH48MM | 100-240VAC 50/60Hz |  | SSRP Voltage Output | Alarm1+Alarm2 | Relay Contact Output
109730530 | TK4W-A4CC | 4328.775 | 2 Displays (4 Digit) | DIN W96XH48MM | 100-240VAC 50/60Hz |  | Current or SSR Drive | Alarm1+Alarm2+PV transmission | Current or SSR Drive
109730170 | TK4W-A4CN | 3869.6625 | 2 Displays (4 Digit) | DIN W96XH48MM | 100-240VAC 50/60Hz |  | Current or SSR Drive | Alarm1+Alarm2+PV transmission | NONE
109730350 | TK4W-A4CR | 4328.775 | 2 Displays (4 Digit) | DIN W96XH48MM | 100-240VAC 50/60Hz |  | Current or SSR Drive | Alarm1+Alarm2+PV transmission | Relay Contact Output
109730410 | TK4W-A4RC | 4328.775 | 2 Displays (4 Digit) | DIN W96XH48MM | 100-240VAC 50/60Hz |  | Relay Contact Output | Alarm1+Alarm2+PV transmission | Current or SSR Drive
109730050 | TK4W-A4RN | 3869.6625 | 2 Displays (4 Digit) | DIN W96XH48MM | 100-240VAC 50/60Hz |  | Relay Contact Output | Alarm1+Alarm2+PV transmission | NONE
109730230 | TK4W-A4RR | 4328.775 | 2 Displays (4 Digit) | DIN W96XH48MM | 100-240VAC 50/60Hz |  | Relay Contact Output | Alarm1+Alarm2+PV transmission | Relay Contact Output
109730470 | TK4W-A4SC | 4328.775 | 2 Displays (4 Digit) | DIN W96XH48MM | 100-240VAC 50/60Hz |  | SSRP Voltage Output | Alarm1+Alarm2+PV transmission | Current or SSR Drive
109730110 | TK4W-A4SN | 3869.6625 | 2 Displays (4 Digit) | DIN W96XH48MM | 100-240VAC 50/60Hz |  | SSRP Voltage Output | Alarm1+Alarm2+PV transmission | NONE
109730290 | TK4W-A4SR | 4328.775 | 2 Displays (4 Digit) | DIN W96XH48MM | 100-240VAC 50/60Hz |  | SSRP Voltage Output | Alarm1+Alarm2+PV transmission | Relay Contact Output
109730540 | TK4W-B4CC | 4591.125 | 2 Displays (4 Digit) | DIN W96XH48MM | 100-240VAC 50/60Hz |  | Current or SSR Drive | Alarm1+Alarm2+RS485 | Current or SSR Drive
109730181 | TK4W-B4CN | 4132.0125 |  |  | 1
109730360 | TK4W-B4CR | 4591.125 | 2 Displays (4 Digit) | DIN W96XH48MM | 100-240VAC 50/60Hz |  | Current or SSR Drive | Alarm1+Alarm2+RS485 | Relay Contact Output
109730420 | TK4W-B4RC | 4591.125 | 2 Displays (4 Digit) | DIN W96XH48MM | 100-240VAC 50/60Hz |  | Relay Contact Output | Alarm1+Alarm2+RS485 | Current or SSR Drive
109730060 | TK4W-B4RN | 4132.0125 | 2 Displays (4 Digit) | DIN W96XH48MM | 100-240VAC 50/60Hz |  | Relay Contact Output | Alarm1+Alarm2+RS485 | NONE
109730062 | TK4W-B4RN | 0 |  |  | 0(MS)
109730063 | TK4W-B4RN | 0 |  |  | 1(MS)
109730240 | TK4W-B4RR | 4591.125 | 2 Displays (4 Digit) | DIN W96XH48MM | 100-240VAC 50/60Hz |  | Relay Contact Output | Alarm1+Alarm2+RS485 | Relay Contact Output
109730480 | TK4W-B4SC | 4591.125 | 2 Displays (4 Digit) | DIN W96XH48MM | 100-240VAC 50/60Hz |  | SSRP Voltage Output | Alarm1+Alarm2+RS485 | Current or SSR Drive
109730120 | TK4W-B4SN | 4132.0125 | 2 Displays (4 Digit) | DIN W96XH48MM | 100-240VAC 50/60Hz |  | SSRP Voltage Output | Alarm1+Alarm2+RS485 | NONE
109730300 | TK4W-B4SR | 4591.125 | 2 Displays (4 Digit) | DIN W96XH48MM | 100-240VAC 50/60Hz |  | SSRP Voltage Output | Alarm1+Alarm2+RS485 | Relay Contact Output
109730510 | TK4W-R4CC | 4000.8375 | 2 Displays (4 Digit) | DIN W96XH48MM | 100-240VAC 50/60Hz |  | Current or SSR Drive | Alarm1+PV transmission | Current or SSR Drive
109730150 | TK4W-R4CN | 3541.725 | 2 Displays (4 Digit) | DIN W96XH48MM | 100-240VAC 50/60Hz |  | Current or SSR Drive | Alarm1+PV transmission | NONE
109730330 | TK4W-R4CR | 4000.8375 | 2 Displays (4 Digit) | DIN W96XH48MM | 100-240VAC 50/60Hz |  | Current or SSR Drive | Alarm1+PV transmission | Relay Contact Output
109730390 | TK4W-R4RC | 4000.8375 | 2 Displays (4 Digit) | DIN W96XH48MM | 100-240VAC 50/60Hz |  | Relay Contact Output | Alarm1+PV transmission | Current or SSR Drive
109730031 | TK4W-R4RN | 3541.725 |  |  | 1
109730211 | TK4W-R4RR | 4000.8375 |  |  | 1
109730450 | TK4W-R4SC | 4000.8375 | 2 Displays (4 Digit) | DIN W96XH48MM | 100-240VAC 50/60Hz |  | SSRP Voltage Output | Alarm1+PV transmission | Current or SSR Drive
109730090 | TK4W-R4SN | 3541.725 | 2 Displays (4 Digit) | DIN W96XH48MM | 100-240VAC 50/60Hz |  | SSRP Voltage Output | Alarm1+PV transmission | NONE
109730270 | TK4W-R4SR | 4000.8375 | 2 Displays (4 Digit) | DIN W96XH48MM | 100-240VAC 50/60Hz |  | SSRP Voltage Output | Alarm1+PV transmission | Relay Contact Output
109730520 | TK4W-T4CC | 4328.775 | 2 Displays (4 Digit) | DIN W96XH48MM | 100-240VAC 50/60Hz |  | Current or SSR Drive | Alarm1+RS485 | Current or SSR Drive
109730161 | TK4W-T4CN | 3869.6625 |  |  | 1
109730341 | TK4W-T4CR | 4328.775 |  |  | 1
109730401 | TK4W-T4RC | 4328.775 |  |  | 1
109730040 | TK4W-T4RN | 3869.6625 | 2 Displays (4 Digit) | DIN W96XH48MM | 100-240VAC 50/60Hz |  | Relay Contact Output | Alarm1+RS485 | NONE
109730221 | TK4W-T4RR | 4328.775 |  |  | 1
109730460 | TK4W-T4SC | 4328.775 | 2 Displays (4 Digit) | DIN W96XH48MM | 100-240VAC 50/60Hz |  | SSRP Voltage Output | Alarm1+RS485 | Current or SSR Drive
109730100 | TK4W-T4SN | 3869.6625 | 2 Displays (4 Digit) | DIN W96XH48MM | 100-240VAC 50/60Hz |  | SSRP Voltage Output | Alarm1+RS485 | NONE
109730280 | TK4W-T4SR | 4328.775 | 2 Displays (4 Digit) | DIN W96XH48MM | 100-240VAC 50/60Hz |  | SSRP Voltage Output | Alarm1+RS485 | Relay Contact Output
Артикул | Model | Retail price, RUR | Digit | Size | Power supply | Input | Control output | Sub Output
109560110 | TC4S-N4N | 1442.925 | 4 Digit | W48 X H48 X L64.5mm | 100-240VAC 50/60Hz | Thermocouple [K(CA), J(IC), PT100] | Indicator
109560120 | TC4S-N4R | 1574.1 | 4 Digit | W48 X H48 X L64.5mm | 100-240VAC 50/60Hz | Thermocouple [K(CA), J(IC), PT100] | Relay+SSR | None
109560130 | TC4S-14R | 1470 | 4 Digit | W48 X H48 X L64.5mm | 100-240VAC 50/60Hz | Thermocouple [K(CA), J(IC), PT100] | Relay+SSR | Alarm1 250VAC 1A(1a)
109560131 | TC4S-14R | 0 |  |  | KC
109560140 | TC4S-24R | 1705.275 | 4 Digit | W48 X H48 X L64.5mm | 100-240VAC 50/60Hz | Thermocouple [K(CA), J(IC), PT100] | Relay+SSR | Alarm1 + Alarm2
109560310 | TC4S-N2N | 1442.925 |  |  | 0
109560320 | TC4S-N2R | 1574.1 |  |  | 0
109560330 | TC4S-12R | 1639.6875 |  |  | 0
109560340 | TC4S-22R | 1705.275 |  |  | 0
109570110 | TC4Y-N4N | 1442.925 | 4 Digit | W72 X H36 X L77mm | 100-240VAC 50/60Hz | Thermocouple [K(CA), J(IC), PT100] | Indicator
109570120 | TC4Y-N4R | 1574.1 | 4 Digit | W72 X H36 X L77mm | 100-240VAC 50/60Hz | Thermocouple [K(CA), J(IC), PT100] | Relay+SSR
109570130 | TC4Y-14R | 1639.6875 | 4 Digit | W72 X H36 X L77mm | 100-240VAC 50/60Hz | Thermocouple [K(CA), J(IC), PT100] | Relay+SSR
109570310 | TC4Y-N2N | 1442.925 | 4 Digit |  |  |  |  | None
109570320 | TC4Y-N2R | 1574.1 | 4 Digit |  |  |  |  | Alarm1 250VAC 1A(1a)
109570330 | TC4Y-12R | 1639.6875 |  |  | 0
109600050 | TC4SP-N4N | 1442.925 | 4 Digit | W48 X H48 X L72.2mm | 100-240VAC 50/60Hz | Thermocouple [K(CA), J(IC), PT100] | Indicator
109600120 | TC4SP-N4R | 1574.1 | 4 Digit | W48 X H48 X L72.2mm | 100-240VAC 50/60Hz | Thermocouple [K(CA), J(IC), PT100] | Relay+SSR | None
109600130 | TC4SP-14R | 1639.6875 | 4 Digit | W48 X H48 X L72.2mm | 100-240VAC 50/60Hz | Thermocouple [K(CA), J(IC), PT100] | Relay+SSR | Alarm1 250VAC 1A(1a)
109600310 | TC4SP-N2N | 0 |  |  | 0
109600320 | TC4SP-N2R | 0 |  |  | 0
109600330 | TC4SP-12R | 0 |  |  | 0
109610110 | TC4M-N4N | 1639.6875 | 4 Digit | W72 X H72 X L64.5mm | 100-240VAC 50/60Hz | Thermocouple [K(CA), J(IC), PT100]
109610120 | TC4M-N4R | 1770.8625 | 4 Digit | W72 X H72 X L64.5mm | 100-240VAC 50/60Hz | Thermocouple [K(CA), J(IC), PT100] | Relay+SSR | None
109610130 | TC4M-14R | 1836.45 | 4 Digit | W72 X H72 X L64.5mm | 100-240VAC 50/60Hz | Thermocouple [K(CA), J(IC), PT100] | Relay+SSR | Alarm1 250VAC 1A(1a)
109610140 | TC4M-24R | 1902.0375 | 4 Digit | W72 X H72 X L64.5mm | 100-240VAC 50/60Hz | Thermocouple [K(CA), J(IC), PT100] | Relay+SSR | Alarm1 + Alarm2
109610310 | TC4M-N2N | 0 |  |  | 0
109610320 | TC4M-N2R | 0 |  |  | 0
109610330 | TC4M-12R | 0 |  |  | 0
109610340 | TC4M-22R | 0 |  |  | 0
109620110 | TC4H-N4N | 1639.6875 | 4 Digit | W48 X H96 X L64.5mm | 100-240VAC 50/60Hz | Thermocouple [K(CA), J(IC), PT100] | Indicator
109620120 | TC4H-N4R | 1770.8625 | 4 Digit | W48 X H96 X L64.5mm | 100-240VAC 50/60Hz | Thermocouple [K(CA), J(IC), PT100] | Relay+SSR | None
109620130 | TC4H-14R | 1836.45 | 4 Digit | W48 X H96 X L64.5mm | 100-240VAC 50/60Hz | Thermocouple [K(CA), J(IC), PT100] | Relay+SSR | Alarm1 250VAC 1A(1a)
109620140 | TC4H-24R | 1902.0375 | 4 Digit | W48 X H96 X L64.5mm | 100-240VAC 50/60Hz | Thermocouple [K(CA), J(IC), PT100] | Relay+SSR | Alarm1 + Alarm2
109620310 | TC4H-N2N | 0 |  |  | 0
109620320 | TC4H-N2R | 0 |  |  | 0
109620330 | TC4H-12R | 0 |  |  | 0
109620340 | TC4H-22R | 0 |  |  | 0
109630110 | TC4L-N4N | 1639.6875 | 4 Digit | W96 X H96 X L64.5mm | 100-240VAC 50/60Hz | Thermocouple [K(CA), J(IC), PT100] | Indicator
109630120 | TC4L-N4R | 1770.8625 | 4 Digit | W96 X H96 X L64.5mm | 100-240VAC 50/60Hz | Thermocouple [K(CA), J(IC), PT100] | Relay+SSR | None
109630130 | TC4L-14R | 1836.45 | 4 Digit | W96 X H96 X L64.5mm | 100-240VAC 50/60Hz | Thermocouple [K(CA), J(IC), PT100] | Relay+SSR | Alarm1 250VAC 1A(1a)
109630140 | TC4L-24R | 1902.0375 | 4 Digit | W96 X H96 X L64.5mm | 100-240VAC 50/60Hz | Thermocouple [K(CA), J(IC), PT100] | Relay+SSR | Alarm1 + Alarm2
109630310 | TC4L-N2N | 0 |  |  | 0
109630320 | TC4L-N2R | 0 |  |  | 0
109630330 | TC4L-12R | 0 |  |  | 0
109630340 | TC4L-22R | 0 |  |  | 0
109640110 | TC4W-N4N | 1639.6875 | 4 Digit | W96 X H48 X L64.5mm | 100-240VAC 50/60Hz | Thermocouple [K(CA), J(IC), PT100] | Indicator
109640120 | TC4W-N4R | 1770.8625 | 4 Digit | W96 X H48 X L64.5mm | 100-240VAC 50/60Hz | Thermocouple [K(CA), J(IC), PT100] | Relay+SSR | None
109640130 | TC4W-14R | 1836.45 | 4 Digit | W96 X H48 X L64.5mm | 100-240VAC 50/60Hz | Thermocouple [K(CA), J(IC), PT100] | Relay+SSR | Alarm1 250VAC 1A(1a)
109640140 | TC4W-24R | 1902.0375 | 4 Digit | W96 X H48 X L64.5mm | 100-240VAC 50/60Hz | Thermocouple [K(CA), J(IC), PT100] | Relay+SSR | Alarm1 + Alarm2
109640310 | TC4W-N2N | 0 |  |  | 0
109640320 | TC4W-N2R | 0 |  |  | 0
109640330 | TC4W-12R | 0 |  |  | 0
109640340 | TC4W-22R | 0 |  |  | 0
109560210 | TCN4S-24R | 1836.45 | Relay contact output+ SSRP drive output | Alarm1 + Alram2 output | 100-240VAC 50/60Hz | DIN W48XH48MM
109560220 | TCN4S-24R-P | 2033.2125 |  |  | 0
109560610 | TCN4S-22R | 1836.45 | Relay contact output+ SSRP drive output | Alarm1 + Alram2 output | 24VAC/ 24-48VDC | DIN W48XH48MM
109560620 | TCN4S-22R-P | 2033.2125 |  |  | 0
109570210 | TCN4Y-14R | 0 |  |  | 0
109610210 | TCN4M-24R | 2033.2125 | Relay contact output+ SSRP drive output | Alarm1 + Alram2 output | 100-240VAC 50/60Hz | DIN W72XH72MM
109610230 | TCN4M-24R | 0 |  |  | FORCE ARC
109610610 | TCN4M-22R | 2033.2125 | Relay contact output+ SSRP drive output | Alarm1 + Alram2 output | 24VAC/ 24-48VDC | DIN W48XH48MM |  |  | 0
109620210 | TCN4H-24R | 2033.2125 | Relay contact output+ SSRP drive output | Alarm1 + Alram2 output | 100-240VAC 50/60Hz | DIN W48XH96MM
109620230 | TCN4H-24RR | 0 | [6 empty] | 0
109620610 | TCN4H-22R | 2033.2125 | Relay contact output+ SSRP drive output | Alarm1 + Alram2 output | 24VAC/ 24-48VDC | DIN W48XH48MM
109630210 | TCN4L-24R | 2033.2125 | Relay contact output+ SSRP drive output | Alarm1 + Alram2 output | 100-240VAC 50/60Hz | DIN W96XH96MM
109630610 | TCN4L-22R | 2033.2125 | Relay contact output+ SSRP drive output | Alarm1 + Alram2 output | 24VAC/ 24-48VDC | DIN W48XH48MM |  |  | 0